## APC_Price_List
APC
Manufacturer Part Number | Product Description | MSRP | DIR Discount % | DIR Customer Price
Personal Surge » Audio-Video Solutions » AV Power Conditioners & Battery Backups
H10BLK | APC AV Black 1kVA H Type Power Conditioner 120V | 369 | 30% | 260.2373
H15BLK | APC AV Black 1.5kVA H Type Power Conditioner 120V | 460 | 30% | 324.415
Back-UPS » Audio-Video Solutions » AV Power Conditioners & Battery Backups
SBATTBLK | APC AV Black S Type Extended Battery Pack 48Vdc | 495 | 30% | 349.0987
SRAILKIT | APC AV S Type Universal Rail Kit | 49 | 30% | 34.5572
Personal Surge » Audio-Video Solutions » AV Power Filters
C2 | APC AV C Type 2 Outlet Wall Mount Power Filter, 120V | 151 | 30% | 106.4928
C20B | APC AV C Type 8 Outlet Power Filter, 120V | 81 | 30% | 57.1253
G50B-20A2 | APC AV 20 Amp G Type Rack Power Filter, 120V | 380 | 30% | 267.995
G5BLK | APC AV 15 Amp G Type Rack Power Filter, 120V | 276 | 30% | 194.649
Personal Surge » Audio-Video Solutions » AV Surge Protectors
P4V | APC Audio/Video Surge Protector 4 Outlet with Coax Protection, 120V | 41 | 30% | 28.9153
EcoBreeze » Cooling » EcoBreeze Air Economizers
ACEC101SE | EcoBreeze Module 400/3/50 VAC Schneider Electric | 48580 | 30% | 34261.045
ACECCP100SE-E | EcoBreeze Enhanced Remote Display Schneider Electric | 4515 | 30% | 3184.2038
ACECWT12M | EcoBreeze Dolphin Water Treatment-12Month | 10530 | 30% | 7426.2825
ACECWT12MDISC | EcoBreeze Dolphin Water Treatment-12Month (Discounted) | 2810 | 30% | 1981.7525
ACECWT6M | EcoBreeze Dolphin Water Treatment-6Month | 5970 | 30% | 4210.3425
ACECWT6MDISC | EcoBreeze Dolphin Water Treatment-6Month (Discounted) | 1405 | 30% | 990.8762
Uniflair Room Cooling » Cooling » InRoom Chilled Water
Uniflair Room Cooling | 0M-61274 | 18550 | 30% | 13082.3875
0M-61275 | DOWNFLOW, CHILLED WATER, SIZE 3 | 22340 | 30% | 15755.285
0M-61276 | DOWNFLOW, CHILLED WATER, SIZE 4 | 24955 | 30% | 17599.5138
0M-61277 | DOWNFLOW, CHILLED WATER, SIZE 5 | 29735 | 30% | 20970.6088
0M-61279 | UPFLOW, CHILLED WATER, SIZE 1 | 14410 | 30% | 10162.6525
0M-61286 | UPFLOW, CHILLED WATER, SIZE 2 | 18475 | 30% | 13029.4938
0M-61287 | UPFLOW, CHILLED WATER, SIZE 3 | 22820 | 30% | 16093.805
0M-61288 | UPFLOW, CHILLED WATER, SIZE 4 | 25730 | 30% | 18146.0825
0M-61289 | UPFLOW, CHILLED WATER, SIZE 5 | 30685 | 30% | 21640.5963
0M-61442 | UPFLOW, AIR COOLED, SZE 1 | 19175 | 30% | 13523.1688
0M-61443 | UPFLOW, AIR COOLED, SZE 2 | 21730 | 30% | 15325.0825
0M-61444 | UPFLOW, AIR COOLED, SZE 3 | 28480 | 30% | 20085.52
0M-61445 | UPFLOW, AIR COOLED, SZE 4 | 31365 | 30% | 22120.1663
0M-61446 | NO CHILLED WATER CONTROL VALVE | Call for Quote | 30%
0M-61447 | 2- WAY CHILLED WATER CONTRL VALVE, SIZE 1 | Call for Quote | 30%
0M-61448 | 2- WAY CHILLED WATER CONTRL VALVE, SIZE 2 | Call for Quote | 30%
0M-61500 | DOWNFLOW CHILLED WATER SIZE 1 | 14260 | 30% | 10056.865
» Cooling » InRoom Chilled Water
ACP CONTROL VALVE | ACP CONTROL VALVE | Call for Quote | 30%
ACP DUAL DISCONNECT | ACP DUAL POWER SUPPLY | Call for Quote | 30%
ACP HEAT | ACP HEAT | Call for Quote | 30%
ACP HEAT AND HUMID | ACP HEAT AND HUMID | Call for Quote | 30%
ACP HGBP | ACP HGBP | Call for Quote | 30%
ACP HUMID | ACP HUMID | Call for Quote | 30%
ACP VOLTAGE | ACP VOLTAGE | Call for Quote | 30%
ACPCW VALVE | ACPCW VALVE | Call for Quote | 30%
ACPDX BASE UNIT | ACPDX BASE UNIT | Call for Quote | 30%
ACPDX REFRIGERANT | ACPDX REFRIGERANT | Call for Quote | 30%
» Cooling » InRoom Direct Expansion
0A-0486 | ARTWORK - DISPLAY BEZEL | Call for Quote | 30%
Uniflair Room Cooling » Cooling » InRoom Direct Expansion
0B1782 | BEZEL ASSY - DISPLAY | Call for Quote | 30%
» Cooling » InRoom Direct Expansion
0M-61291 | UPFLOW GLYCOL WITH ECON SIZE 5 | 45840 | 30% | 32328.66
Uniflair Room Cooling » Cooling » InRoom Direct Expansion
0M-61410 | DOWNFLOW, AIR COOLED, SIZE 1 | 18650 | 30% | 13152.9125
0M-61411 | DOWNFLOW, AIR COOLED, SIZE 2 | 21130 | 30% | 14901.9325
0M-61412 | DOWNFLOW, AIR COOLED, SIZE 3 | 27660 | 30% | 19507.215
0M-61413 | DOWNFLOW, AIR COOLED, SIZE 4 | 30435 | 30% | 21464.2838
0M-61414 | DOWNFLOW, AIR COOLED, SIZE 5 | 36195 | 30% | 25526.5238
0M-61415 | DOWNFLOW, GLYCOL COOLED, SIZE 1 | 19450 | 30% | 13717.1125
0M-61416 | DOWNFLOW, GLYCOL COOLED, SIZE 2 | 22330 | 30% | 15748.2325
0M-61417 | DOWNFLOW, GLYCOL COOLED, SIZE 3 | 29915 | 30% | 21097.5538
0M-61418 | DOWNFLOW, GLYCOL COOLED, SIZE 4 | 32475 | 30% | 22902.9938
0M-61419 | DOWNFLOW, GLYCOL COOLED, SIZE 5 | 38710 | 30% | 27300.2275
0M-61420 | DOWNFLOW, AIR WITH CW, SIZE 1 | 22010 | 30% | 15522.5525
0M-61421 | DOWNFLOW AIR WITH CW SIZE 2 | 25065 | 30% | 17677.0913
0M-61422 | DOWNFLOW, AIR WITH CW, SIZE 3 | 31685 | 30% | 22345.8463
0M-61423 | DOWNFLOW, AIR WITH CW, SIZE 4 | 35380 | 30% | 24951.745
0M-61424 | DOWNFLOW, AIR WITH CW, SIZE 5 | 41635 | 30% | 29363.0837
0M-61425 | 400V 50 HZ, SIZE 1-5 | Call for Quote | 30%
0M-61426 | 208-230V 60 HZ, SIZE 1 | 1570 | 30% | 1107.2425
0M-61427 | 208-230V 60 HZ, SIZE 2 | 1605 | 30% | 1131.9262
0M-61428 | DOWNFLOW, GLYCOL WITH CW, SIZE 1 | 22690 | 30% | 16002.1225
0M-61429 | DOWNFLOW, GLYCOL WITH CW, SIZE 2 | 26105 | 30% | 18410.5513
0M-61430 | DOWNFLOW, GLYCOL WITH CW, SIZE 3 | 33025 | 30% | 23290.8813
0M-61431 | DOWNFLOW GLYCOL WITH CW SIZE 4 | 37180 | 30% | 26221.195
0M-61432 | DOWNFLOW, GLYCOL WITH CW, SIZE 5 | 43730 | 30% | 30840.5825
» Cooling » InRoom Direct Expansion
0M-61433 | DOWNFLOW, GLYCOL WITH ECON, SIZE 1 | Call for Quote | 30%
Uniflair Room Cooling » Cooling » InRoom Direct Expansion
0M-61434 | DOWNFLOW GLYCOL WITH ECON SIZE 2 | 25175 | 30% | 17754.6688
0M-61435 | DOWNFLOW, GLYCOL WITH ECON, SIZE 3 | 32370 | 30% | 22828.9425
0M-61436 | REFRIGERANT - R407C, INROOM DX | Call for Quote | 30%
0M-61437 | NO HEAD PRESSURE CONTROL VALVE | Call for Quote | 30%
0M-61438 | 2-WAY HEAD PRESSURE CONTROL VALVE, SIZE 1 | 1750 | 30% | 1234.1875
0M-61439 | 2-WAY HEAD PRESSURE CONTROL VALVE, SIZE 2 | 2235 | 30% | 1576.2338
0M-61440 | DOWNFLOW GLYCOL WITH ECON SIZE 4 | 36270 | 30% | 25579.4175
0M-61441 | DOWNFLOW GLYCOL WITH ECON SIZE 5 | 44430 | 30% | 31334.2575
0M-61449 | UPFLOW, AIR COOLED, SIZE 5 | 37320 | 30% | 26319.93
0M-61450 | UPFLOW, GLYCOL COOLED, SIZE 1 | 19175 | 30% | 13523.1688
0M-61451 | UPFLOW, GLYCOL COOLED, SIZE 2 | 22980 | 30% | 16206.645
0M-61452 | UPFLOW, GLYCOL COOLED, SIZE 3 | 30160 | 30% | 21270.34
0M-61453 | UPFLOW, GLYCOL COOLED, SIZE 4 | 33475 | 30% | 23608.2438
0M-61454 | UPFLOW, GLYCOL COOLED, SIZE 5 | 39925 | 30% | 28157.1063
0M-61455 | UPFLOW, AIR WITH CW, SIZE 1 | 23360 | 30% | 16474.64
0M-61456 | UPFLOW, AIR WITH CW, SIZE 2 | 26890 | 30% | 18964.1725
0M-61457 | UPFLOW, AIR WITH CW, SIZE 3 | 34040 | 30% | 24006.71
0M-61458 | UPFLOW, AIR WITH CW, SIZE 4 | 38340 | 30% | 27039.285
0M-61459 | UPFLOW, AIR WITH CW, SIZE 5 | 45920 | 30% | 32385.08
0M-61460 | UPFLOW GLYCOL WITH CW SIZE 1 | 23365 | 30% | 16478.1662
0M-61461 | UPFLOW GLYCOL WITH CW SIZE 2 | 26895 | 30% | 18967.6987
0M-61462 | UPFLOW GLYCOL WITH CW SIZE 3 | 34040 | 30% | 24006.71
0M-61463 | UPFLOW GLYCOL WITH CW SIZE 4 | 38340 | 30% | 27039.285
0M-61464 | UPFLOW GLYCOL WITH CW SIZE 5 | 45125 | 30% | 31824.4062
» Cooling » InRoom Direct Expansion
0M-61465 | UPFLOW GLYCOL WITH ECON SIZE 5 | 62685 | 30% | 44208.5963
Uniflair Room Cooling » Cooling » InRoom Direct Expansion
0M-61466 | UPFLOW GLYCOL WITH ECON SIZE 2 | 25930 | 30% | 18287.1325
0M-61467 | UPFLOW GLYCOL WITH ECON SIZE 3 | 31580 | 30% | 22271.795
0M-61468 | UPFLOW GLYCOL WITH ECON SIZE 4 | 37400 | 30% | 26376.35
0M-61469 | 208-230V 60 HZ SIZE 3 | 2610 | 30% | 1840.7025
0M-61470 | 208-230V 60 HZ SIZE 4 | 2650 | 30% | 1868.9125
0M-61471 | 208-230V 60 HZ SIZE 5 | 3280 | 30% | 2313.22
0M-61472 | 460V 60 HZ SIZE 1-5 | 738 | 30% | 520.4745
0M-61473 | NO HEAT AND HUMID | Call for Quote | 30%
0M-61474 | HEAT AND HUMID 400-460V 50-60 HZ, SIZE 1 | 3585 | 30% | 2528.3212
0M-61475 | HEAT AND HUMID 400-460V 50-60 HZ, SIZE 2 | 3585 | 30% | 2528.3212
0M-61476 | HEAT AND HUMID 400-460V 50-60 HZ, SIZE 3 | 3655 | 30% | 2577.6888
0M-61477 | HEAT AND HUMID 400-460V 50-60 HZ, SIZE 4 | 4305 | 30% | 3036.1013
0M-61478 | HEAT AND HUMID 400-460V 50-60 HZ, SIZE 5 | 4305 | 30% | 3036.1013
0M-61479 | HEAT AND HUMID 208/230V, SIZE 1 | 4035 | 30% | 2845.6838
0M-61480 | HEAT AND HUMID 208/230V, SIZE 2 | 4035 | 30% | 2845.6838
0M-61481 | HEAT AND HUMID 208/230V, SIZE 3 | 4395 | 30% | 3099.5738
0M-61482 | HEAT AND HUMID 208/230V, SIZE 4 | 5040 | 30% | 3554.46
0M-61483 | HEAT AND HUMID 208/230V, SIZE 5 | 5040 | 30% | 3554.46
0M-61484 | 2-WAY HEAD PRESSURE CONTROL VALVE, SIZE 3 | 3475 | 30% | 2450.7438
0M-61485 | 2-WAY HEAD PRESSURE CONTROL VALVE, SIZE 4 | 3475 | 30% | 2450.7438
0M-61486 | 2-WAY HEAD PRESSURE CONTROL VALVE, SIZE 5 | 3475 | 30% | 2450.7438
0M-61487 | 3-WAY HEAD PRESSURE CONTROL VALVE, SIZE 1 | 1750 | 30% | 1234.1875
0M-61488 | 3-WAY HEAD PRESSURE CONTROL VALVE, SIZE 2 | 2235 | 30% | 1576.2338
0M-61489 | 3-WAY HEAD PRESSURE CONTROL VALVE, SIZE 3 | 3475 | 30% | 2450.7438
0M-61490 | 3-WAY HEAD PRESSURE CONTROL VALVE, SIZE 4 | 3475 | 30% | 2450.7438
0M-61491 | 3-WAY HEAD PRESSURE CONTROL VALVE, SIZE 5 | 3475 | 30% | 2450.7438
0M-61492 | 2-WAY CHILLED WATER CONTOL VALVE, SIZE 3 | Call for Quote | 30%
0M-61493 | 2-WAY CHILLED WATER CONTROL VALVE, SIZE 4 | Call for Quote | 30%
0M-61494 | 2-WAY CHILLED WATER CONTROL VALVE, SIZE 5 | Call for Quote | 30%
0M-61495 | 3-WAY CHILLED WATER CONTROL VALVE, SIZE 1 | Call for Quote | 30%
0M-61496 | 3-WAY CHILLED WATER CONTROL VALVE, SIZE 2 | Call for Quote | 30%
0M-61497 | 3-WAY CHILLED WATER CONTROL VALVE, SIZE 3 | Call for Quote | 30%
0M-61498 | 3-WAY CHILLED WATER CONTROL VALVE, SIZE 4 | Call for Quote | 30%
0M-61499 | 3-WAY CHILLED WATER CONTROL VALVE, SIZE 5 | Call for Quote | 30%
0M-61501 | 575-600 60 HZ SIZE 1-5 | 1365 | 30% | 962.6662
0M-80902 | PROPORTIONAL HEATER 12KW SIZE 1 | 1610 | 30% | 1135.4525
0M-80903 | PROPORTIONAL HEATER 18KW SIZE 2 & 3 | 1990 | 30% | 1403.4475
0M-80904 | PROPORTIONAL HEATER 27KW SIZE 4 & 5 | 2495 | 30% | 1759.5988
0M-80905 | PROPORTIONAL HUMIDIFIER 8KG SIZE 1 & 2 | 1090 | 30% | 768.7225
0M-80906 | PROPORTIONAL HUMID 15KG SIZE 3/4/5 | 1090 | 30% | 768.7225
0M-80933 | DUAL DISC MAN W/O HEAT&HUM 50HZ SZ 1&2 | 2665 | 30% | 1879.4912
0M-80936 | DUAL DISC MAN W/ HEAT&HUM 50HZ SZ 1&2 | 2850 | 30% | 2009.9625
0M-80938 | DUAL DISC MAN W/ HEAT&HUM 50HZ SZ 5 | 4590 | 30% | 3237.0975
0M-80939 | DUAL DIS AUTO W/OHEAT&HUM 460V60HZ SZ1-5 | 2065 | 30% | 1456.3413
0M-80943 | DUAL DIS MAN W/OHEAT&HUM 575V60HZ SZ1-5 | 2065 | 30% | 1456.3413
» Cooling » InRoom Direct Expansion |  |  | 30%
0M-80945 | SINGLE DISC SIZE 1-5 60HZ | Call for Quote | 30%
Uniflair Room Cooling » Cooling » InRoom Direct Expansion |  |  | 30%
0M-80948 | MECHANICAL HOT GAS BYPASS 60HZ SIZE 1&2 | 661 | 30% | 466.1703
0M-80949 | MECHANICAL HOT GAS BYPASS 60HZ SIZE 3&4 | 1075 | 30% | 758.1438
0M-80950 | MECHANICAL HOT GAS BYPASS 60HZ SIZE 5 | 1210 | 30% | 853.3525
» Cooling » InRoom Direct Expansion
870-80086 | BEZEL -DISPLAY | Call for Quote | 30%
Uniflair Room Cooling » Cooling » InRoom Direct Expansion
884-0700A | TAG PRESSURE WARNING | Call for Quote | 30%
885-3499 | LABEL NAMEPLATE | Call for Quote | 30%
885-3546 | LABEL - START-UP | Call for Quote | 30%
885-3547 | LABEL NAMEPLATE | Call for Quote | 30%
885-7704 | DECAL, GROUNDING NOTICE | Call for Quote | 30%
885-7705D | DECAL INSTALLER NOTICE | Call for Quote | 30%
» Cooling » InRoom Direct Expansion
ACPCW HEAT REJECTION | ACPCW HEAT REJECTION | Call for Quote | 30%
Air Distribution » Cooling » NetShelter Data Center Containment
ACAC22005 | Active Flow Controller -125Pa | 350 | 30% | 246.8375
ACAC22010 | Active Flow Controller - 500Pa | 350 | 30% | 246.8375
Uniflair Room Cooling » Cooling » NetworkAIR AFX
0M-2309 | AFX Pulley and Belt Assembly, 1VP68 | Call for Quote | 30%
» Cooling » NetworkAIR AFX
0M-2620 | AFX 34KW Downflow Frame | Call for Quote | 30%
0M-2621 | AFX 34KW Upflow Frame - Front Return | 584 | 30% | 411.866
0M-2622 | AFX 34KW Upflow Frame - Rear Return | 2115 | 30% | 1491.6037
0M-2636 | AFX Master Control Board, 380V | Call for Quote | 30%
Uniflair Room Cooling » Cooling » NetworkAIR AFX
0M-2638 | AFX18 DOWNFLOW FRAME W/REMOTE DISPLAY | 18160 | 30% | 12807.34
0M-2639 | AFX18 UPFLOW FRAME- FRONT RETURN W/RMT DISPLAY | 19055 | 30% | 13438.5388
0M-2640 | AFX18 UPFLOW FRAME- REAR RETURN W/RMT DISPLAY | 22165 | 30% | 15631.8662
» Cooling » NetworkAIR AFX
0M-2641 | AFX 41-62KW Downflow Frame W/Remote Display | 238 | 30% | 167.8495
0M-2642 | AFX 41-62KW Upflow Frame - Front Return W/Remote Display | 801 | 30% | 564.9052
0M-2643 | AFX 41-62KW Upflow Frame - Rear Return W/Remote Display | 2325 | 30% | 1639.7063
Uniflair Room Cooling » Cooling » NetworkAIR AFX
0M-2644 | AFX65 DOWNFLOW FRAME W/REMOTE DISPLAY | 34410 | 30% | 24267.6525
0M-2645 | AFX65 UPFLOW FRAME FRONT RETURN W/RMT DISPLAY | 35325 | 30% | 24912.9563
0M-2646 | AFX65 UPFLOW FRAME REAR RETURN W/RMT DISPLAY | 38495 | 30% | 27148.5988
» Cooling » NetworkAIR AFX
0M-2971 | AFX Electric Reheat, 20-27KW, 575V, Downflow - Extra Stage | 949 | 30% | 669.2822
0M-2972 | AFX Electric Reheat, 20-27KW, 460V, Upflow - Extra Stage | 949 | 30% | 669.2822
0M-2973 | AFX Electric Reheat, 20-27KW, 575V, Upflow - Extra Stage | 949 | 30% | 669.2822
0M-2974 | AFX Electric Reheat, 20-27KW, 380V, Upflow - Extra Stage | 949 | 30% | 669.2822
0M-2975 | AFX Electric Reheat, 20-27KW, 460V, Downflow - Extra Stage | 949 | 30% | 669.2822
0M-2976 | AFX Electric Reheat, 20-27KW, 380V, Downflow - Extra Stage | 949 | 30% | 669.2822
0M-2977 | AFX Electric Reheat, 20-27KW, 230V, Upflow - Extra Stage | 949 | 30% | 669.2822
0M-2978 | AFX Electric Reheat, 20-27KW, 230V, Downflow - Extra Stage | 949 | 30% | 669.2822
0M-3684 | AFX 34KW Downflow Frame W/Remote Display | 218 | 30% | 153.7445
0M-3685 | AFX 34KW Upflow Frame - Front Return W/Remote Display | 778 | 30% | 548.6845
0M-3686 | AFX 34KW Upflow Frame - Rear Return W/Remote Display | 2325 | 30% | 1639.7063
0M-3906 | AFX FC Common Parts - Hot Gas Bypass, 34-62KW | 540 | 30% | 380.835
Uniflair Room Cooling » Cooling » NetworkAIR AFX
0M-3933 | AFX65 FC COMMON PARTS- HOT GAS BYPASS | 1750 | 30% | 1234.1875
» Cooling » NetworkAIR AFX
0M-3934 | AFX FC Common Parts - High Head Pressure Remote Alarm, 70-98KW | Call for Quote | 30%
0M-3935 | AFX FC Common Parts - Hot Gas Bypass & High Head Pressure Remote Alarm, 70-98KW | 607 | 30% | 428.0867
0M-3936 | AFX FC Common Parts, 34-62KW | Call for Quote | 30%
0M-3937 | AFX FC Common Parts - Hot Gas Bypass & High Head Pressure Remote Alarm, 34-62KW | 521 | 30% | 367.4352
0M-3938 | AFX FC Common Parts - High Head Pressure Remote Alarm, 34-62KW | Call for Quote | 30%
Uniflair Room Cooling » Cooling » NetworkAIR AFX
0M-3939 | AFX18 FC COMMON PARTS | 369 | 30% | 260.2373
0M-3940 | AFX18 FC COMMON PARTS- HOT GAS BYPASS | 429 | 30% | 302.5522
» Cooling » NetworkAIR AFX
0M-3941 | AFX FC Common Parts - Hot Gas Bypass & High Head Pressure Remote Alarm, 20-27KW | 479 | 30% | 337.8147
0M-3942 | AFX FC Common Parts - High Head Pressure Remote Alarm, 20-27KW | Call for Quote | 30%
Uniflair Room Cooling » Cooling » NetworkAIR AFX
0M-3943 | AFX65 FC COMMON PARTS | 661 | 30% | 466.1703
0M-4739 | AFX Spot Water Detector - Remote Alarm 230V | 303 | 30% | 213.6908
0M-4762 | AFX Electrical Insert - Busbar/Endcaps, 230V & 460V | 137 | 30% | 96.6192
0M-5455 | AFX Main Power Starter, 575V | 234 | 30% | 165.0285
0M-5793 | AFX Main Power Circuit Breaker, 460V | 155 | 30% | 109.3138
0M-5794 | AFX Main Power Circuit Breaker, 230V | 155 | 30% | 109.3138
0M-6520 | SUB ASSY AFX LOCAL SENSOR | 389 | 30% | 274.3422
» Cooling » NetworkAIR AFX
0M-6607 | S/A COMMON REFRIG NO COND PUMP | Call for Quote | 30%
0M-70086 | AFX Brazed Plate Heat Exchanger - WP5-90, Downflow | Call for Quote | 30%
Uniflair Room Cooling » Cooling » NetworkAIR AFX
0M-70117 | AFX Air Cooled Receiver | 1750 | 30% | 1234.1875
0M-70130 | S/A UF TEMP/HUM SENSOR 4-20MA | 389 | 30% | 274.3422
0M-70161 | AFX Firestat Upflow | 215 | 30% | 151.6287
0M-70174 | AFX Brazed Plate Heat Exchanger - WP5-30, Downflow | 3305 | 30% | 2330.8513
0M-70187 | AFX Remote Shutdown 120V | 584 | 30% | 411.866
0M-70188 | AFX Cable Water Detector - Remote Alarm | 20 | 30% | 14.105
0M-70189 | AFX 2nd Common Summary - Remote Alarm | 303 | 30% | 213.6908
0M-70190 | AFX Compressor Lockout | 215 | 30% | 151.6287
0M-70191 | AFX High Head Pressure - Remote Alarm | 323 | 30% | 227.7957
0M-70192 | AFX Brazed Plate Heat Exchanger - WP5-60, Downflow | 3305 | 30% | 2330.8513
» Cooling » NetworkAIR AFX
0M-70193 | AFX Brazed Plate Heat Exchanger - WP5-40, Downflow | Call for Quote | 30%
0M-70194 | AFX Brazed Plate Heat Exchanger - WP5-50, Downflow | Call for Quote | 30%
Uniflair Room Cooling » Cooling » NetworkAIR AFX
0M-70201 | AFX Reheat/Humidity Lockout | 215 | 30% | 151.6287
0M-70205 | AFX18 FSC COMMON PARTS | 272 | 30% | 191.828
0M-70216 | AFX Humidifier Canister - Local Alarm | Call for Quote | 30%
0M-70217 | AFX Humidifier Canister - Remote Alarm | 215 | 30% | 151.6287
» Cooling » NetworkAIR AFX
0M-70218 | AFX Airflow/Clogged Filter - Remote Alarm | 323 | 30% | 227.7957
Uniflair Room Cooling » Cooling » NetworkAIR AFX
0M-70220 | AFX Flow Switch - Remote Alarm | 303 | 30% | 213.6908
0M-70224 | AFX Remote Shutdown 240V | 584 | 30% | 411.866
0M-70232 | AFX Spot Water Detector - Remote Alarm 460V | 303 | 30% | 213.6908
0M-70238 | AFX18 SECONDARY DRAIN PAN | 864 | 30% | 609.336
0M-70397 | AFX Microprocessor Redundant Unit Grouping | 1750 | 30% | 1234.1875
» Cooling » NetworkAIR AFX
0M-70400 | AFX FSC Common Parts - Hot Gas Bypass, 34-70KW | 540 | 30% | 380.835
Uniflair Room Cooling » Cooling » NetworkAIR AFX
0M-70401 | AFX 1-1/4" Water Regulating Valve, 3-Way, 150 PSI | 933 | 30% | 657.9982
0M-70402 | AFX 1-1/4" Water Regulating Valve, 2-Way, 150 PSI | 681 | 30% | 480.2753
0M-70406 | AFX 1" Water Regulating Valve, 3-Way, 150 PSI | 6225 | 30% | 4390.1813
» Cooling » NetworkAIR AFX
0M-70408 | AFX 3/4" Water Regulating Valve, 3-Way, 150 PSI | 517 | 30% | 364.6143
0M-70409 | AFX 3/4" Water Regulating Valve, 2-Way, 150 PSI | Call for Quote | 30%
Uniflair Room Cooling » Cooling » NetworkAIR AFX
0M-70410 | AFX 1" Water Regulating Valve, 2-Way, 150 PSI | 5640 | 30% | 3977.61
0M-70415 | AFX Firestat Downflow | 215 | 30% | 151.6287
0M-71001 | AFX Assembly Discharge 1 | Call for Quote | 30%
» Cooling » NetworkAIR AFX
0M-71002 | AFX Assembly Discharge 2 | Call for Quote | 30%
Uniflair Room Cooling » Cooling » NetworkAIR AFX
0M-71003 | AFX Assembly Discharge 3 | Call for Quote | 30%
» Cooling » NetworkAIR AFX
0M-71004 | AFX Assembly Discharge 4 | Call for Quote | 30%
0M-71005 | AFX Assembly Discharge 5 | Call for Quote | 30%
0M-71006 | AFX Assembly Discharge 6 | Call for Quote | 30%
Uniflair Room Cooling » Cooling » NetworkAIR AFX
0M-71007 | AFX Assembly Discharge 7 | Call for Quote | 30%
» Cooling » NetworkAIR AFX
0M-71008 | AFX Assembly Discharge 8 | Call for Quote | 30%
Uniflair Room Cooling » Cooling » NetworkAIR AFX
0M-71009 | AFX Assembly Discharge 9 | Call for Quote | 30%
» Cooling » NetworkAIR AFX
0M-71010 | AFX Assembly Discharge 10 | Call for Quote | 30%
0M-71011 | AFX Assembly Discharge 11 | Call for Quote | 30%
Uniflair Room Cooling » Cooling » NetworkAIR AFX
0M-71013A | AFX Assembly Discharge 13 | Call for Quote | 30%
» Cooling » NetworkAIR AFX
0M-71014 | AFX Assembly Discharge 14 | Call for Quote | 30%
Uniflair Room Cooling » Cooling » NetworkAIR AFX
0M-71015A | AFX Assembly Discharge 15 | Call for Quote | 30%
» Cooling » NetworkAIR AFX
0M-71016 | AFX Assembly Discharge 16 | Call for Quote | 30%
0M-71017 | AFX Assembly Discharge 17 | Call for Quote | 30%
0M-71018 | AFX Assembly Discharge 18 | Call for Quote | 30%
Uniflair Room Cooling » Cooling » NetworkAIR AFX
0M-71019 | AFX Assembly Discharge 19 | Call for Quote | 30%
0M-71021 | AFX Assembly Discharge 21 | Call for Quote | 30%
» Cooling » NetworkAIR AFX
0M-71022 | AFX Assembly Discharge 22 | Call for Quote | 30%
0M-71023 | AFX Assembly Discharge 23 | Call for Quote | 30%
0M-71024 | AFX Assembly Discharge 24 | Call for Quote | 30%
0M-71025 | AFX Assembly Discharge 25 | Call for Quote | 30%
0M-71026 | AFX Assembly Discharge 26 | Call for Quote | 30%
0M-71027 | AFX Assembly Discharge 27 | Call for Quote | 30%
0M-71028 | AFX Assembly Discharge 28 | Call for Quote | 30%
0M-71029 | AFX Assembly Discharge 29 | Call for Quote | 30%
0M-71030 | AFX Assembly Discharge 30 | Call for Quote | 30%
0M-71031 | AFX Assembly Discharge 31 | Call for Quote | 30%
0M-71032 | AFX Assembly Discharge 32 | Call for Quote | 30%
Uniflair Room Cooling » Cooling » NetworkAIR AFX
0M-71033 | AFX Assembly Discharge 33 | Call for Quote | 30%
0M-71034 | AFX Assembly Discharge 34 | Call for Quote | 30%
0M-71035 | AFX Assembly Discharge 35 | Call for Quote | 30%
» Cooling » NetworkAIR AFX
0M-71036 | AFX Assembly Discharge 36 | Call for Quote | 30%
0M-71037 | AFX Assembly Discharge 37 | Call for Quote | 30%
0M-71038 | AFX Assembly Discharge 38 | Call for Quote | 30%
Uniflair Room Cooling » Cooling » NetworkAIR AFX
0M-71039 | AFX Assembly Discharge 39 | Call for Quote | 30%
» Cooling » NetworkAIR AFX
0M-71040 | AFX Assembly Discharge 40 | Call for Quote | 30%
Uniflair Room Cooling » Cooling » NetworkAIR AFX
0M-71041 | AFX Assembly Discharge 41 | Call for Quote | 30%
» Cooling » NetworkAIR AFX
0M-71042 | AFX Assembly Discharge 42 | Call for Quote | 30%
0M-71043 | AFX Assembly Discharge 43 | Call for Quote | 30%
0M-71044 | AFX Assembly Discharge 44 | Call for Quote | 30%
Uniflair Room Cooling » Cooling » NetworkAIR AFX
0M-71045 | AFX Assembly Discharge 45 | Call for Quote | 30%
» Cooling » NetworkAIR AFX
0M-71046 | AFX Assembly Discharge 46 | Call for Quote | 30%
Uniflair Room Cooling » Cooling » NetworkAIR AFX
0M-71047 | AFX Assembly Discharge 47 | Call for Quote | 30%
» Cooling » NetworkAIR AFX
0M-71048 | AFX Assembly Discharge 48 | Call for Quote | 30%
0M-71049 | AFX Assembly Discharge 49 | Call for Quote | 30%
0M-71050 | AFX Assembly Discharge 50 | Call for Quote | 30%
Uniflair Room Cooling » Cooling » NetworkAIR AFX
0M-71051 | AFX Assembly Discharge 51 | Call for Quote | 30%
» Cooling » NetworkAIR AFX
0M-71052 | AFX Assembly Discharge 52 | Call for Quote | 30%
Uniflair Room Cooling » Cooling » NetworkAIR AFX
0M-71053 | AFX Assembly Discharge 53 | Call for Quote | 30%
» Cooling » NetworkAIR AFX
0M-71054 | AFX Assembly Discharge 54 | Call for Quote | 30%
0M-71055 | AFX Assembly Discharge 55 | Call for Quote | 30%
0M-71056 | AFX Assembly Discharge 56 | Call for Quote | 30%
0M-71057 | AFX Assembly Discharge 57 | Call for Quote | 30%
0M-71058 | AFX Assembly Discharge 58 | Call for Quote | 30%
0M-71059 | AFX Assembly Discharge 59 | Call for Quote | 30%
0M-71060 | AFX Assembly Discharge 60 | Call for Quote | 30%
0M-71061 | AFX Assembly Discharge 61 | Call for Quote | 30%
0M-71062 | AFX Assembly Discharge 62 | Call for Quote | 30%
0M-71063 | AFX Assembly Discharge 63 | Call for Quote | 30%
0M-71064 | AFX Assembly Discharge 64 | Call for Quote | 30%
Uniflair Room Cooling » Cooling » NetworkAIR AFX
0M-71065 | AFX Assembly Discharge 65 | Call for Quote | 30%
» Cooling » NetworkAIR AFX
0M-71066 | AFX Assembly Discharge 66 | Call for Quote | 30%
0M-71067 | AFX Assembly Discharge 67 | Call for Quote | 30%
0M-71068 | AFX Assembly Discharge 68 | Call for Quote | 30%
0M-71069 | AFX Assembly Discharge 69 | Call for Quote | 30%
0M-71070 | AFX Assembly Discharge 70 | Call for Quote | 30%
Uniflair Room Cooling » Cooling » NetworkAIR AFX
0M-71071 | AFX Assembly Discharge 71 | Call for Quote | 30%
» Cooling » NetworkAIR AFX
0M-71072 | AFX Assembly Discharge 72 | Call for Quote | 30%
0M-71073 | AFX Assembly Discharge 73 | Call for Quote | 30%
0M-71074 | AFX Assembly Discharge 74 | Call for Quote | 30%
0M-71075 | AFX Assembly Discharge 75 | Call for Quote | 30%
0M-71076 | AFX Assembly Discharge 76 | Call for Quote | 30%
Uniflair Room Cooling » Cooling » NetworkAIR AFX
0M-71077 | AFX Assembly Discharge 77 | Call for Quote | 30%
» Cooling » NetworkAIR AFX
0M-71078 | AFX Assembly Discharge 78 | Call for Quote | 30%
0M-71079 | AFX Assembly Discharge 79 | Call for Quote | 30%
0M-71080 | AFX Assembly Discharge 80 | Call for Quote | 30%
0M-71081 | AFX Assembly Discharge 81 | Call for Quote | 30%
0M-71082 | AFX Assembly Discharge 82 | Call for Quote | 30%
Uniflair Room Cooling » Cooling » NetworkAIR AFX
0M-71083 | AFX Assembly Discharge 83 | Call for Quote | 30%
» Cooling » NetworkAIR AFX
0M-71084 | AFX Assembly Discharge 84 | Call for Quote | 30%
0M-71085 | AFX Assembly Discharge 85 | Call for Quote | 30%
0M-71086 | AFX Assembly Discharge 86 | Call for Quote | 30%
0M-71087 | AFX Assembly Discharge 87 | Call for Quote | 30%
0M-71088 | AFX Assembly Discharge 88 | Call for Quote | 30%
0M-71089 | AFX Assembly Discharge 89 | Call for Quote | 30%
0M-71090 | AFX Assembly Discharge 90 | Call for Quote | 30%
0M-71091 | AFX Assembly Discharge 91 | Call for Quote | 30%
0M-71092 | AFX Assembly Discharge 92 | Call for Quote | 30%
0M-71093 | AFX Assembly Discharge 93 | Call for Quote | 30%
0M-71094 | AFX Assembly Discharge 94 | Call for Quote | 30%
0M-71095 | AFX Assembly Discharge 95 | Call for Quote | 30%
0M-71096 | AFX Assembly Discharge 96 | Call for Quote | 30%
0M-71097 | AFX Assembly Discharge 97 | Call for Quote | 30%
0M-71098 | AFX Assembly Discharge 98 | Call for Quote | 30%
0M-71099 | AFX Assembly Discharge 99 | Call for Quote | 30%
0M-71100 | AFX Assembly Discharge 100 | Call for Quote | 30%
0M-71101 | AFX Assembly Discharge 101 | Call for Quote | 30%
0M-71102 | AFX Assembly Discharge 102 | Call for Quote | 30%
0M-71103 | AFX Assembly Discharge 103 | Call for Quote | 30%
0M-71104 | AFX Assembly Discharge 104 | Call for Quote | 30%
0M-71105 | AFX Assembly Discharge 105 | Call for Quote | 30%
0M-71106 | AFX Assembly Discharge 106 | Call for Quote | 30%
0M-71107 | AFX Assembly Discharge 107 | Call for Quote | 30%
0M-71108 | AFX Assembly Discharge 108 | Call for Quote | 30%
0M-71109 | AFX Assembly Discharge 109 | Call for Quote | 30%
0M-71110 | AFX Assembly Discharge 110 | Call for Quote | 30%
0M-71111 | AFX Assembly Discharge 111 | Call for Quote | 30%
0M-71112 | AFX Assembly Discharge 112 | Call for Quote | 30%
0M-71113 | AFX Assembly Discharge 113 | Call for Quote | 30%
0M-71114 | AFX Assembly Discharge 114 | Call for Quote | 30%
0M-71115 | AFX Assembly Discharge 115 | Call for Quote | 30%
0M-71116 | AFX Assembly Discharge 116 | Call for Quote | 30%
0M-71117 | AFX Assembly Discharge 117 | Call for Quote | 30%
0M-71118 | AFX Assembly Discharge 118 | Call for Quote | 30%
0M-71119 | AFX Assembly Discharge 119 | Call for Quote | 30%
0M-71120 | AFX Assembly Discharge 120 | Call for Quote | 30%
0M-71121 | AFX Assembly Discharge 121 | Call for Quote | 30%
0M-71122 | AFX Assembly Discharge 122 | Call for Quote | 30%
0M-71123 | AFX Assembly Discharge 123 | Call for Quote | 30%
0M-71124 | AFX Assembly Discharge 124 | Call for Quote | 30%
0M-71125 | AFX Assembly Discharge 125 | Call for Quote | 30%
0M-71126 | AFX Assembly Discharge 126 | Call for Quote | 30%
0M-71127 | AFX Assembly Discharge 127 | Call for Quote | 30%
0M-71128 | AFX Assembly Discharge 128 | Call for Quote | 30%
0M-71129 | AFX Assembly Discharge 129 | Call for Quote | 30%
0M-71130 | AFX Assembly Discharge 130 | Call for Quote | 30%
0M-71131 | AFX Assembly Discharge 131 | Call for Quote | 30%
0M-71132 | AFX Assembly Discharge 132 | Call for Quote | 30%
0M-71133 | AFX Assembly Discharge 133 | Call for Quote | 30%
0M-71134 | AFX Assembly Discharge 134 | Call for Quote | 30%
0M-71135 | AFX Assembly Discharge 135 | Call for Quote | 30%
0M-71136 | AFX Assembly Discharge 136 | Call for Quote | 30%
0M-71137 | AFX Assembly Discharge 137 | Call for Quote | 30%
0M-71138 | AFX Assembly Discharge 138 | Call for Quote | 30%
0M-71139 | AFX Assembly Discharge 139 | Call for Quote | 30%
0M-71140 | AFX Assembly Discharge 140 | Call for Quote | 30%
0M-71141 | AFX Assembly Discharge 141 | Call for Quote | 30%
0M-71142 | AFX Assembly Discharge 142 | Call for Quote | 30%
0M-71143 | AFX Assembly Discharge 143 | Call for Quote | 30%
0M-71144 | AFX Assembly Discharge 144 | Call for Quote | 30%
0M-71145 | AFX Assembly Discharge 145 | Call for Quote | 30%
0M-71146 | AFX Assembly Discharge 146 | Call for Quote | 30%
0M-71148 | AFX Assembly Discharge 148 | Call for Quote | 30%
0M-71149 | AFX Assembly Discharge 149 | Call for Quote | 30%
0M-71150 | AFX Assembly Discharge 150 | Call for Quote | 30%
0M-71151 | AFX Assembly Discharge 151 | Call for Quote | 30%
0M-71152 | AFX Assembly Discharge 152 | Call for Quote | 30%
0M-71153 | AFX Assembly Discharge 153 | Call for Quote | 30%
0M-71154 | AFX Assembly Discharge 154 | Call for Quote | 30%
0M-71155 | AFX Assembly Discharge 155 | Call for Quote | 30%
0M-71156 | AFX Assembly Discharge 156 | Call for Quote | 30%
0M-71157 | AFX Assembly Discharge 157 | Call for Quote | 30%
0M-71158 | AFX Assembly Discharge 158 | Call for Quote | 30%
0M-71159 | AFX Assembly Discharge 159 | Call for Quote | 30%
0M-71160 | AFX Assembly Discharge 160 | Call for Quote | 30%
0M-71161 | AFX Assembly Discharge 161 | Call for Quote | 30%
0M-71162 | AFX Assembly Discharge 162 | Call for Quote | 30%
0M-71163 | AFX Assembly Discharge 163 | Call for Quote | 30%
0M-71164 | AFX Assembly Discharge 164 | Call for Quote | 30%
0M-71165 | AFX Assembly Discharge 165 | Call for Quote | 30%
0M-71166 | AFX Assembly Discharge 166 | Call for Quote | 30%
0M-71167 | AFX Assembly Discharge 167 | Call for Quote | 30%
0M-71168 | AFX Assembly Discharge 168 | Call for Quote | 30%
0M-71169 | AFX Assembly Discharge 169 | Call for Quote | 30%
0M-71170 | AFX Assembly Discharge 170 | Call for Quote | 30%
0M-71171 | AFX Assembly Discharge 171 | Call for Quote | 30%
0M-71172 | AFX Assembly Discharge 172 | Call for Quote | 30%
0M-71173 | AFX Assembly Discharge 173 | Call for Quote | 30%
0M-71174 | AFX Assembly Discharge 174 | Call for Quote | 30%
0M-71175 | AFX Assembly Discharge 175 | Call for Quote | 30%
0M-71176 | AFX Assembly Discharge 176 | Call for Quote | 30%
0M-71177 | AFX Assembly Discharge 177 | Call for Quote | 30%
0M-71178 | AFX Assembly Discharge 178 | Call for Quote | 30%
0M-71179 | AFX Assembly Discharge 179 | Call for Quote | 30%
0M-71180 | AFX Assembly Discharge 180 | Call for Quote | 30%
0M-71181 | AFX Assembly Discharge 181 | Call for Quote | 30%
0M-71182 | AFX Assembly Discharge 182 | Call for Quote | 30%
0M-71183 | AFX Assembly Discharge 183 | Call for Quote | 30%
0M-71184 | AFX Assembly Discharge 184 | Call for Quote | 30%
0M-71185 | AFX Assembly Discharge 185 | Call for Quote | 30%
0M-71186 | AFX Assembly Discharge 186 | Call for Quote | 30%
0M-71187 | AFX Assembly Discharge 187 | Call for Quote | 30%
0M-71188 | AFX Assembly Discharge 188 | Call for Quote | 30%
0M-71189 | AFX Assembly Discharge 189 | Call for Quote | 30%
0M-71190 | AFX Assembly Discharge 190 | Call for Quote | 30%
0M-71191 | AFX Assembly Discharge 191 | Call for Quote | 30%
0M-71192 | AFX Assembly Discharge 192 | Call for Quote | 30%
0M-71193 | AFX Assembly Discharge 193 | Call for Quote | 30%
0M-71194 | AFX Assembly Discharge 194 | Call for Quote | 30%
0M-71195 | AFX Assembly Discharge 195 | Call for Quote | 30%
0M-71196 | AFX Assembly Discharge 196 | Call for Quote | 30%
0M-71197 | AFX Assembly Discharge 197 | Call for Quote | 30%
0M-71198 | AFX Assembly Discharge 198 | Call for Quote | 30%
0M-71199 | AFX Assembly Discharge 199 | Call for Quote | 30%
0M-71200 | AFX Assembly Discharge 200 | Call for Quote | 30%
0M-71201 | AFX Assembly Discharge 201 | Call for Quote | 30%
0M-71202 | AFX Assembly Discharge 202 | Call for Quote | 30%
0M-71203 | AFX Assembly Discharge 203 | Call for Quote | 30%
0M-71204 | AFX Assembly Discharge 204 | Call for Quote | 30%
0M-71205 | AFX Assembly Discharge 205 | Call for Quote | 30%
0M-71206 | AFX Assembly Discharge 206 | Call for Quote | 30%
0M-71207 | AFX Assembly Discharge 207 | Call for Quote | 30%
0M-71208 | AFX Assembly Discharge 208 | Call for Quote | 30%
0M-71209 | AFX Assembly Discharge 209 | Call for Quote | 30%
0M-71210 | AFX Assembly Discharge 210 | Call for Quote | 30%
0M-71211 | AFX Assembly Discharge 211 | Call for Quote | 30%
0M-71212 | AFX Assembly Discharge 212 | Call for Quote | 30%
0M-71213 | AFX Assembly Discharge 213 | Call for Quote | 30%
0M-71214 | AFX Assembly Discharge 214 | Call for Quote | 30%
0M-71215 | AFX Assembly Discharge 215 | Call for Quote | 30%
0M-71216 | AFX Assembly Discharge 216 | Call for Quote | 30%
0M-71217 | AFX Assembly Discharge 217 | Call for Quote | 30%
0M-71218 | AFX Assembly Discharge 218 | Call for Quote | 30%
0M-71219 | AFX Assembly Discharge 219 | Call for Quote | 30%
0M-71220 | AFX Assembly Discharge 220 | Call for Quote | 30%
0M-71221 | AFX Assembly Discharge 221 | Call for Quote | 30%
0M-71222 | AFX Assembly Discharge 222 | Call for Quote | 30%
0M-71223 | AFX Assembly Discharge 223 | Call for Quote | 30%
0M-71224 | AFX Assembly Discharge 224 | Call for Quote | 30%
0M-71226 | AFX Assembly Suction 71 | Call for Quote | 30%
0M-71227 | AFX Assembly Equalization Expansion 19 | Call for Quote | 30%
0M-71228 | AFX Assembly Suction 72 | Call for Quote | 30%
0M-71229 | AFX Assembly Suction 73 | Call for Quote | 30%
0M-71230 | AFX Assembly Suction 74 | Call for Quote | 30%
Uniflair Room Cooling » Cooling » NetworkAIR AFX
0M-71301 | AFX ASSEMBLY EQUALIZATION EXPANSION 1 | Call for Quote | 30%
0M-71302 | AFX ASSEMBLY EQUALIZATION EXPANSION 2 | Call for Quote | 30%
» Cooling » NetworkAIR AFX
0M-71303 | AFX Assembly Equalization Expansion 3 | Call for Quote | 30%
Uniflair Room Cooling » Cooling » NetworkAIR AFX
0M-71304 | AFX ASSEMBLY EQUALIZATION EXPANSION 4 | Call for Quote | 30%
0M-71305 | AFX Assembly Equalization Expansion 5 | Call for Quote | 30%
0M-71306 | AFX ASSEMBLY EQUALIZATION EXPANSION 6 | Call for Quote | 30%
0M-71308 | AFX Assembly Equalization Expansion 8 | Call for Quote | 30%
0M-71309 | AFX Assembly Equalization Expansion 9 | Call for Quote | 30%
» Cooling » NetworkAIR AFX
0M-71310 | AFX Assembly Equalization Expansion 10 | Call for Quote | 30%
0M-71311 | AFX Assembly Equalization Expansion 11 | Call for Quote | 30%
Uniflair Room Cooling » Cooling » NetworkAIR AFX
0M-71312 | AFX Assembly Equalization Expansion 12 | Call for Quote | 30%
» Cooling » NetworkAIR AFX
0M-71313 | AFX Assembly Equalization Expansion 13 | Call for Quote | 30%
Uniflair Room Cooling » Cooling » NetworkAIR AFX
0M-71314 | AFX Assembly Equalization Expansion 14 | Call for Quote | 30%
» Cooling » NetworkAIR AFX |  |  | 30%
0M-71315 | AFX Assembly Equalization Expansion 15 | Call for Quote | 30%
Uniflair Room Cooling » Cooling » NetworkAIR AFX |  |  | 30%
0M-71316 | AFX Assembly Equalization Expansion 16 | Call for Quote | 30%
» Cooling » NetworkAIR AFX |  |  | 30%
0M-71317 | AFX Assembly Equalization Expansion 17 | Call for Quote | 30%
0M-71318 | AFX Assembly Equalization Expansion 18 | Call for Quote | 30%
0M-71321 | AFX Assembly Equalization Hot Gas 1 | Call for Quote | 30%
Uniflair Room Cooling » Cooling » NetworkAIR AFX |  |  | 30%
0M-71322 | AFX Assembly Equalization Hot Gas 2 | Call for Quote | 30%
» Cooling » NetworkAIR AFX |  |  | 30%
0M-71323 | AFX ASSEMBLY EQUALIZATION HOT GAS 3 | Call for Quote | 30%
0M-71324 | AFX ASSEMBLY EQUALIZATION HOT GAS 4 | Call for Quote | 30%
0M-71325 | AFX Assembly Equalization Hot Gas 5 | Call for Quote | 30%
Uniflair Room Cooling » Cooling » NetworkAIR AFX |  |  | 30%
0M-71326 | AFX ASSEMBLY EQUALIZATION HOT GAS 6 | Call for Quote | 30%
0M-71327 | AFX Assembly Equalization Hot Gas 7 | Call for Quote | 30%
0M-71328 | AFX ASSEMBLY EQUALIZATION HOT GAS 8 | Call for Quote | 30%
0M-71329 | AFX Assembly Equalization Hot Gas 9 | Call for Quote | 30%
» Cooling » NetworkAIR AFX |  |  | 30%
0M-71330 | AFX Assembly Equalization Hot Gas 10 | Call for Quote | 30%
0M-71331 | AFX Assembly Equalization Hot Gas 11 | Call for Quote | 30%
0M-71332 | AFX Assembly Equalization Hot Gas 12 | Call for Quote | 30%
0M-71368 | AFX Electric Reheat, 70-98KW, 380V, Upflow | 2335 | 30% | 1646.7588
Uniflair Room Cooling » Cooling » NetworkAIR AFX |  |  | 30%
0M-71372 | AFX65 ELECTRIC REHEAT 460V UPFLOW | 2180 | 30% | 1537.445
0M-71373 | AFX65 ELECTRIC REHEAT 575V UPFLOW | 2180 | 30% | 1537.445
» Cooling » NetworkAIR AFX |  |  | 30%
0M-71390 | AFX Electric Reheat, 70-98KW, 380V, Downflow | 2335 | 30% | 1646.7588
Uniflair Room Cooling » Cooling » NetworkAIR AFX |  |  | 30%
0M-71401 | AFX Assembly Suction 1 | Call for Quote | 30%
» Cooling » NetworkAIR AFX |  |  | 30%
0M-71402 | AFX Assembly Suction 2 | Call for Quote | 30%
0M-71403 | AFX Assembly Suction 3 | Call for Quote | 30%
0M-71404 | AFX Assembly Suction 4 | Call for Quote | 30%
Uniflair Room Cooling » Cooling » NetworkAIR AFX |  |  | 30%
0M-71405A | AFX Assembly Suction 5 | Call for Quote | 30%
» Cooling » NetworkAIR AFX |  |  | 30%
0M-71406 | AFX Assembly Suction 6 | Call for Quote | 30%
0M-71407 | AFX Assembly Suction 7 | Call for Quote | 30%
0M-71408 | AFX Assembly Suction 8 | Call for Quote | 30%
0M-71409 | AFX Assembly Suction 9 | Call for Quote | 30%
0M-71410 | AFX Assembly Suction 10 | Call for Quote | 30%
0M-71411 | AFX Assembly Suction 11 | Call for Quote | 30%
0M-71412 | AFX Assembly Suction 12 | Call for Quote | 30%
0M-71413 | AFX Assembly Suction 13 | Call for Quote | 30%
0M-71414 | AFX Assembly Suction 14 | Call for Quote | 30%
0M-71415 | AFX Assembly Suction 15 | Call for Quote | 30%
0M-71416 | AFX Assembly Suction 16 | Call for Quote | 30%
0M-71417 | AFX Assembly Suction 17 | Call for Quote | 30%
0M-71418 | AFX Assembly Suction 18 | Call for Quote | 30%
0M-71419 | AFX Assembly Suction 19 | Call for Quote | 30%
0M-71420 | AFX Assembly Suction 20 | Call for Quote | 30%
0M-71421 | AFX Assembly Suction 21 | Call for Quote | 30%
0M-71422 | AFX Assembly Suction 22 | Call for Quote | 30%
0M-71423 | AFX Assembly Suction 23 | Call for Quote | 30%
0M-71424 | AFX Assembly Suction 24 | Call for Quote | 30%
0M-71425 | AFX Assembly Suction 25 | Call for Quote | 30%
0M-71426 | AFX Assembly Suction 26 | Call for Quote | 30%
0M-71427 | AFX Assembly Suction 27 | Call for Quote | 30%
0M-71428 | AFX Assembly Suction 28 | Call for Quote | 30%
Uniflair Room Cooling » Cooling » NetworkAIR AFX |  |  | 30%
0M-71429 | AFX Assembly Suction 29 | Call for Quote | 30%
» Cooling » NetworkAIR AFX |  |  | 30%
0M-71430 | AFX Assembly Suction 30 | Call for Quote | 30%
0M-71431 | AFX Assembly Suction 31 | Call for Quote | 30%
0M-71432 | AFX Assembly Suction 32 | Call for Quote | 30%
0M-71433 | ASSY SUCTION 33 | Call for Quote | 30%
Uniflair Room Cooling » Cooling » NetworkAIR AFX |  |  | 30%
0M-71433A | AFX Assembly Suction 33 | Call for Quote | 30%
» Cooling » NetworkAIR AFX |  |  | 30%
0M-71434 | AFX Assembly Suction 34 | Call for Quote | 30%
0M-71435 | AFX Assembly Suction 35 | Call for Quote | 30%
0M-71436 | AFX Assembly Suction 36 | Call for Quote | 30%
0M-71437 | AFX Assembly Suction 37 | Call for Quote | 30%
0M-71438 | AFX Assembly Suction 38 | Call for Quote | 30%
0M-71439 | AFX Assembly Suction 39 | Call for Quote | 30%
0M-71440 | AFX Assembly Suction 40 | Call for Quote | 30%
Uniflair Room Cooling » Cooling » NetworkAIR AFX |  |  | 30%
0M-71441 | AFX Assembly Suction 41 | Call for Quote | 30%
» Cooling » NetworkAIR AFX |  |  | 30%
0M-71442 | AFX Assembly Suction 42 | Call for Quote | 30%
0M-71443 | AFX Assembly Suction 43 | Call for Quote | 30%
0M-71444 | AFX Assembly Suction 44 | Call for Quote | 30%
0M-71445 | AFX Assembly Suction 45 | Call for Quote | 30%
0M-71446 | AFX Assembly Suction 46 | Call for Quote | 30%
0M-71447 | AFX Assembly Suction 47 | Call for Quote | 30%
0M-71448 | AFX Assembly Suction 48 | Call for Quote | 30%
Uniflair Room Cooling » Cooling » NetworkAIR AFX |  |  | 30%
0M-71449 | AFX Assembly Suction 49 | Call for Quote | 30%
» Cooling » NetworkAIR AFX |  |  | 30%
0M-71450 | AFX Assembly Suction 50 | Call for Quote | 30%
0M-71451 | AFX Assembly Suction 51 | Call for Quote | 30%
0M-71452 | AFX Assembly Suction 52 | Call for Quote | 30%
Uniflair Room Cooling » Cooling » NetworkAIR AFX |  |  | 30%
0M-71453 | AFX Assembly Suction 53 | Call for Quote | 30%
» Cooling » NetworkAIR AFX |  |  | 30%
0M-71454 | AFX Assembly Suction 54 | Call for Quote | 30%
0M-71455 | AFX Assembly Suction 55 | Call for Quote | 30%
0M-71456 | AFX Assembly Suction 56 | Call for Quote | 30%
Uniflair Room Cooling » Cooling » NetworkAIR AFX |  |  | 30%
0M-71457 | AFX Assembly Suction 57 | Call for Quote | 30%
» Cooling » NetworkAIR AFX |  |  | 30%
0M-71458 | AFX Assembly Suction 58 | Call for Quote | 30%
0M-71459 | AFX Assembly Suction 59 | Call for Quote | 30%
0M-71460 | AFX Assembly Suction 60 | Call for Quote | 30%
0M-71461 | AFX Assembly Suction 61 | Call for Quote | 30%
0M-71462 | AFX Assembly Suction 62 | Call for Quote | 30%
0M-71463 | AFX Assembly Suction 63 | Call for Quote | 30%
0M-71464 | AFX Assembly Suction 64 | Call for Quote | 30%
Uniflair Room Cooling » Cooling » NetworkAIR AFX |  |  | 30%
0M-71465 | AFX Assembly Suction 65 | Call for Quote | 30%
» Cooling » NetworkAIR AFX |  |  | 30%
0M-71466 | AFX Assembly Suction 66 | Call for Quote | 30%
0M-71467 | AFX Assembly Suction 67 | Call for Quote | 30%
0M-71468 | AFX Assembly Suction 68 | Call for Quote | 30%
0M-71469 | AFX Assembly Suction 69 | Call for Quote | 30%
0M-71470 | AFX Assembly Suction 70 | Call for Quote | 30%
0M-71476 | AFX Assembly Hot Gas 11 | Call for Quote | 30%
0M-71477 | AFX Assembly Hot Gas 12 | Call for Quote | 30%
0M-71478 | AFX Assembly Hot Gas 13 | Call for Quote | 30%
0M-71479 | AFX Assembly Hot Gas 14 | Call for Quote | 30%
0M-71480 | AFX Assembly Equalization Hot Gas 13 | Call for Quote | 30%
0M-71481 | AFX Assembly Equalization Hot Gas 14 | Call for Quote | 30%
0M-71482 | AFX Assembly Equalization Hot Gas 15 | Call for Quote | 30%
0M-71483 | AFX ASSEMBLY EQUALIZATION HOT GAS 16 | Call for Quote | 30%
0M-71484 | AFX Assembly Equalization Hot Gas 17 | Call for Quote | 30%
0M-71485 | AFX Assembly Equalization Hot Gas 18 | Call for Quote | 30%
0M-71486 | AFX Assembly Equalization Hot Gas 19 | Call for Quote | 30%
Uniflair Room Cooling » Cooling » NetworkAIR AFX |  |  | 30%
0M-71487 | AFX Assembly Water Out 18 | Call for Quote | 30%
0M-71488 | AFX Assembly Water Out 19 | Call for Quote | 30%
0M-71490 | AFX Assembly Water Out 20 | Call for Quote | 30%
» Cooling » NetworkAIR AFX |  |  | 30%
0M-71491 | AFX Assembly Water Out 21 | Call for Quote | 30%
0M-71492 | AFX Assembly Water Out 22 | Call for Quote | 30%
Uniflair Room Cooling » Cooling » NetworkAIR AFX |  |  | 30%
0M-71493 | AFX Assembly Water Out 23 | Call for Quote | 30%
0M-71494 | AFX Assembly Water Out 24 | Call for Quote | 30%
0M-71501A | AFX Assembly Suction Top 1 | Call for Quote | 30%
» Cooling » NetworkAIR AFX |  |  | 30%
0M-71502 | AFX Assembly Suction Top 2 | Call for Quote | 30%
Uniflair Room Cooling » Cooling » NetworkAIR AFX |  |  | 30%
0M-71503 | AFX Assembly Suction Top 3 | Call for Quote | 30%
0M-71504 | AFX Assembly Suction Top 4 | Call for Quote | 30%
0M-71505 | AFX Assembly Suction Top 5 | Call for Quote | 30%
» Cooling » NetworkAIR AFX |  |  | 30%
0M-71506 | AFX Assembly Suction Top 6 | Call for Quote | 30%
0M-71507 | AFX Assembly Suction Top 7 | Call for Quote | 30%
0M-71508 | AFX Assembly Suction Top 8 | Call for Quote | 30%
0M-71521 | AFX Assembly Receiver in 1 | Call for Quote | 30%
Uniflair Room Cooling » Cooling » NetworkAIR AFX |  |  | 30%
0M-71521A | AFX ASSEMBLY RECEIVER IN 1 | Call for Quote | 30%
» Cooling » NetworkAIR AFX |  |  | 30%
0M-71522 | AFX Assembly Receiver in 2 | Call for Quote | 30%
Uniflair Room Cooling » Cooling » NetworkAIR AFX |  |  | 30%
0M-71522A | AFX ASSEMBLY RECEIVER IN 2 | Call for Quote | 30%
» Cooling » NetworkAIR AFX |  |  | 30%
0M-71523 | AFX Assembly Receiver in 3 | Call for Quote | 30%
Uniflair Room Cooling » Cooling » NetworkAIR AFX |  |  | 30%
0M-71523A | AFX ASSEMBLY RECEIVER IN 3 | Call for Quote | 30%
» Cooling » NetworkAIR AFX |  |  | 30%
0M-71524 | AFX Assembly Receiver in 4 | Call for Quote | 30%
Uniflair Room Cooling » Cooling » NetworkAIR AFX |  |  | 30%
0M-71524A | AFX Assembly Receiver in 4 | Call for Quote | 30%
» Cooling » NetworkAIR AFX |  |  | 30%
0M-71531 | AFX Assembly Filter in 1 | Call for Quote | 30%
Uniflair Room Cooling » Cooling » NetworkAIR AFX |  |  | 30%
0M-71531A | AFX ASSEMBLY FILTER IN 1 | Call for Quote | 30%
» Cooling » NetworkAIR AFX |  |  | 30%
0M-71532 | AFX Assembly Filter in 2 | Call for Quote | 30%
Uniflair Room Cooling » Cooling » NetworkAIR AFX |  |  | 30%
0M-71532A | AFX Assembly Filter in 2 | Call for Quote | 30%
0M-71533A | AFX Assembly Filter in 3 | Call for Quote | 30%
» Cooling » NetworkAIR AFX |  |  | 30%
0M-71534 | AFX Assembly Filter in 4 | Call for Quote | 30%
Uniflair Room Cooling » Cooling » NetworkAIR AFX |  |  | 30%
0M-71534A | AFX ASSEMBLY FILTER IN 4 | Call for Quote | 30%
0M-71541 | AFX Assembly Hot Gas 1 | Call for Quote | 30%
0M-71542 | AFX Assembly Hot Gas 2 | Call for Quote | 30%
» Cooling » NetworkAIR AFX |  |  | 30%
0M-71543 | AFX Assembly Hot Gas 3 | Call for Quote | 30%
Uniflair Room Cooling » Cooling » NetworkAIR AFX |  |  | 30%
0M-71544 | AFX Assembly Hot Gas 4 | Call for Quote | 30%
0M-71545 | AFX Assembly Hot Gas 5 | Call for Quote | 30%
» Cooling » NetworkAIR AFX |  |  | 30%
0M-71545A | AFX Assembly Hot Gas 5 | Call for Quote | 30%
Uniflair Room Cooling » Cooling » NetworkAIR AFX |  |  | 30%
0M-71546 | AFX Assembly Hot Gas 6 | Call for Quote | 30%
» Cooling » NetworkAIR AFX |  |  | 30%
0M-71547 | AFX Assembly Hot Gas 7 | Call for Quote | 30%
Uniflair Room Cooling » Cooling » NetworkAIR AFX |  |  | 30%
0M-71548 | AFX Assembly Hot Gas 8 | Call for Quote | 30%
» Cooling » NetworkAIR AFX |  |  | 30%
0M-71549 | AFX Assembly Hot Gas 9 | Call for Quote | 30%
0M-71550 | AFX Assembly Hot Gas 10 | Call for Quote | 30%
Uniflair Room Cooling » Cooling » NetworkAIR AFX |  |  | 30%
0M-71601 | AFX Assembly Liquid 1 | Call for Quote | 30%
» Cooling » NetworkAIR AFX |  |  | 30%
0M-71602 | AFX Assembly Liquid 2 | Call for Quote | 30%
Uniflair Room Cooling » Cooling » NetworkAIR AFX |  |  | 30%
0M-71603 | AFX Assembly Liquid 3 | Call for Quote | 30%
0M-71604 | AFX Assembly Liquid 4 | Call for Quote | 30%
» Cooling » NetworkAIR AFX |  |  | 30%
0M-71605 | AFX Assembly Liquid 5 | Call for Quote | 30%
0M-71606 | AFX Assembly Liquid 6 | Call for Quote | 30%
0M-71607 | AFX Assembly Liquid 7 | Call for Quote | 30%
0M-71608 | AFX Assembly Liquid 8 | Call for Quote | 30%
Uniflair Room Cooling » Cooling » NetworkAIR AFX |  |  | 30%
0M-71609 | AFX Assembly Liquid 9 | Call for Quote | 30%
0M-71610 | AFX Assembly Liquid 10 | Call for Quote | 30%
0M-71611 | AFX Assembly Liquid 11 | Call for Quote | 30%
0M-71612 | AFX Assembly Liquid 12 | Call for Quote | 30%
0M-71613 | AFX ASSEMBLY LIQUID 13 | Call for Quote | 30%
0M-71614 | AFX Assembly Liquid 14 | Call for Quote | 30%
» Cooling » NetworkAIR AFX |  |  | 30%
0M-71615 | AFX ASSEMBLY LIQUID 15 | Call for Quote | 30%
0M-71615A | AFX ASSEMBLY LIQUID 15 | Call for Quote | 30%
Uniflair Room Cooling » Cooling » NetworkAIR AFX |  |  | 30%
0M-71616 | AFX Assembly Liquid 16 | Call for Quote | 30%
» Cooling » NetworkAIR AFX |  |  | 30%
0M-71617 | AFX Assembly Liquid 17 | Call for Quote | 30%
0M-71618 | AFX Assembly Liquid 18 | Call for Quote | 30%
0M-71619 | AFX Assembly Liquid 19 | Call for Quote | 30%
0M-71620 | AFX Assembly Liquid 20 | Call for Quote | 30%
Uniflair Room Cooling » Cooling » NetworkAIR AFX |  |  | 30%
0M-71621 | AFX ASSEMBLY LIQUID LOWER 1 | Call for Quote | 30%
0M-71622 | AFX Assembly Liquid Lower 2 | Call for Quote | 30%
0M-71662 | AFX Assembly Water in Lower 9 | Call for Quote | 30%
» Cooling » NetworkAIR AFX |  |  | 30%
0M-71668A | AFX Assembly Water in Lower 15 | Call for Quote | 30%
0M-71701 | AFX Assembly Reheat Expansion 1 | Call for Quote | 30%
0M-71702 | AFX Assembly Reheat Expansion 2 | Call for Quote | 30%
0M-71703 | AFX Assembly Reheat Expansion 3 | Call for Quote | 30%
0M-71704 | AFX Assembly Reheat Expansion 4 | Call for Quote | 30%
0M-71705 | AFX Assembly Reheat Expansion 5 | Call for Quote | 30%
0M-71706 | AFX Assembly Reheat Expansion 6 | Call for Quote | 30%
0M-71707 | AFX Assembly Reheat Expansion 7 | Call for Quote | 30%
0M-71708 | AFX Assembly Reheat Expansion 8 | Call for Quote | 30%
0M-71709 | AFX Assembly Reheat Expansion 9 | Call for Quote | 30%
0M-71710 | AFX Assembly Reheat Expansion 10 | Call for Quote | 30%
0M-71711 | AFX Assembly Reheat Expansion 11 | Call for Quote | 30%
0M-71712 | AFX Assembly Reheat Expansion 12 | Call for Quote | 30%
0M-71713 | AFX Assembly Reheat Expansion 13 | Call for Quote | 30%
0M-71714 | AFX Assembly Reheat Expansion 14 | Call for Quote | 30%
Uniflair Room Cooling » Cooling » NetworkAIR AFX |  |  | 30%
0M-71721 | AFX Assembly Humidifier Feed 1 | Call for Quote | 30%
0M-71722 | AFX ASSEMBLY HUMIDIFIER FEED 2 | Call for Quote | 30%
0M-71723 | AFX Assembly Humidifier Feed 3 | Call for Quote | 30%
0M-71724 | AFX Assembly Humidifier Feed 4 | Call for Quote | 30%
» Cooling » NetworkAIR AFX |  |  | 30%
0M-71725 | AFX Assembly Humidifier Feed 5 | Call for Quote | 30%
0M-71726 | AFX Assembly Humidifier Feed 6 | Call for Quote | 30%
0M-71731 | AFX Assembly Drain 1 | Call for Quote | 30%
Uniflair Room Cooling » Cooling » NetworkAIR AFX |  |  | 30%
0M-71732 | AFX Assembly Drain 2 | Call for Quote | 30%
0M-71733 | AFX Assembly Drain 3 | Call for Quote | 30%
» Cooling » NetworkAIR AFX |  |  | 30%
0M-71734 | AFX Assembly Drain 4 | Call for Quote | 30%
Uniflair Room Cooling » Cooling » NetworkAIR AFX |  |  | 30%
0M-71736 | AFX Assembly Drain 6 | Call for Quote | 30%
0M-71741 | AFX ASSEMBLY DRAIN TOP 1 | Call for Quote | 30%
0M-71801 | AFX Assembly Water in 1 | Call for Quote | 30%
0M-71802 | AFX Assembly Water in 2 | Call for Quote | 30%
0M-71803 | AFX ASSEMBLY WATER IN 3 | Call for Quote | 30%
0M-71804 | AFX Assembly Water in 4 | Call for Quote | 30%
» Cooling » NetworkAIR AFX |  |  | 30%
0M-71805A | AFX Assembly Water in 5 | Call for Quote | 30%
0M-71806 | AFX Assembly Water in 6 | Call for Quote | 30%
0M-71807 | AFX Assembly Water in 7 | Call for Quote | 30%
0M-71808 | AFX Assembly Water in 8 | Call for Quote | 30%
Uniflair Room Cooling » Cooling » NetworkAIR AFX |  |  | 30%
0M-71809 | AFX Assembly Water in 9 | Call for Quote | 30%
0M-71810 | AFX Assembly Water in 10 | Call for Quote | 30%
0M-71811 | AFX Assembly Water in 11 | Call for Quote | 30%
0M-71812 | AFX Assembly Water in 12 | Call for Quote | 30%
» Cooling » NetworkAIR AFX |  |  | 30%
0M-71813 | AFX Assembly Water in 13 | Call for Quote | 30%
0M-71814 | AFX Assembly Water in 14 | Call for Quote | 30%
0M-71815 | AFX Assembly Water in 15 | Call for Quote | 30%
0M-71816 | AFX Assembly Water in 16 | Call for Quote | 30%
Uniflair Room Cooling » Cooling » NetworkAIR AFX |  |  | 30%
0M-71817A | AFX Assembly Water in 17 | Call for Quote | 30%
0M-71818 | AFX Assembly Water in 18 | Call for Quote | 30%
0M-71819 | AFX Assembly Water in 19 | Call for Quote | 30%
0M-71821 | AFX Assembly Water in Lower 1 | Call for Quote | 30%
0M-71822 | AFX Assembly Water in Lower 2 | Call for Quote | 30%
0M-71823 | AFX Assembly Water in Lower 3 | Call for Quote | 30%
0M-71824 | AFX Assembly Water in Lower 4 | Call for Quote | 30%
» Cooling » NetworkAIR AFX |  |  | 30%
0M-71825 | AFX Assembly Water in Lower 5 | Call for Quote | 30%
0M-71826 | AFX Assembly Water in Lower 6 | Call for Quote | 30%
Uniflair Room Cooling » Cooling » NetworkAIR AFX |  |  | 30%
0M-71827 | AFX Assembly Water in Lower 7 | Call for Quote | 30%
0M-71828 | AFX Assembly Water in Lower 8 | Call for Quote | 30%
» Cooling » NetworkAIR AFX |  |  | 30%
0M-71831 | AFX Assembly Water Bypass 1 | Call for Quote | 30%
Uniflair Room Cooling » Cooling » NetworkAIR AFX |  |  | 30%
0M-71832 | AFX Assembly Water Bypass 2 | Call for Quote | 30%
0M-71833 | AFX Assembly Water Bypass 3 | Call for Quote | 30%
0M-71834 | AFX Assembly Water Bypass 4 | Call for Quote | 30%
» Cooling » NetworkAIR AFX |  |  | 30%
0M-71835 | AFX Assembly Water Bypass 5 | Call for Quote | 30%
0M-71836 | AFX Assembly Water Bypass 6 | Call for Quote | 30%
0M-71837A | AFX Assembly Water Bypass 7 | Call for Quote | 30%
0M-71838 | AFX Assembly Water Bypass 8 | Call for Quote | 30%
0M-71839 | AFX Assembly Water Bypass 9 | Call for Quote | 30%
0M-71840 | AFX Assembly Water Bypass 10 | Call for Quote | 30%
Uniflair Room Cooling » Cooling » NetworkAIR AFX |  |  | 30%
0M-71841 | AFX Assembly Water Bypass 11 | Call for Quote | 30%
0M-71842 | AFX Assembly Water Bypass 12 | Call for Quote | 30%
0M-71843 | AFX Assembly Water Bypass 13 | Call for Quote | 30%
0M-71844 | AFX Assembly Water Bypass 14 | Call for Quote | 30%
0M-71851 | AFX Assembly Water Out 1 | Call for Quote | 30%
0M-71852 | AFX Assembly Water Out 2 | Call for Quote | 30%
0M-71853 | AFX Assembly Water Out 3 | Call for Quote | 30%
0M-71854 | AFX Assembly Water Out 4 | Call for Quote | 30%
0M-71855 | AFX Assembly Water Out 5 | Call for Quote | 30%
0M-71856 | AFX Assembly Water Out 6 | Call for Quote | 30%
» Cooling » NetworkAIR AFX |  |  | 30%
0M-71857A | AFX Assembly Water Out 7 | Call for Quote | 30%
0M-71858A | AFX Assembly Water Out 8 | Call for Quote | 30%
0M-71859 | AFX Assembly Water Out 9 | Call for Quote | 30%
0M-71860 | AFX ASSEMBLY WATER OUT 10 | Call for Quote | 30%
0M-71861 | AFX Assembly Water Out 11 | Call for Quote | 30%
0M-71862 | AFX Assembly Water Out 12 | Call for Quote | 30%
Uniflair Room Cooling » Cooling » NetworkAIR AFX |  |  | 30%
0M-71863 | AFX Assembly Water Out 13 | Call for Quote | 30%
0M-71864A | AFX Assembly Water Out 14 | Call for Quote | 30%
0M-71865 | AFX Assembly Water Out 15 | Call for Quote | 30%
0M-71866 | AFX Assembly Water Out 16 | Call for Quote | 30%
0M-71867 | AFX Assembly Water Out 17 | Call for Quote | 30%
0M-71884 | AFX65 ELECTRIC REHEAT 230V DOWNFLOW | 2180 | 30% | 1537.445
0M-71885 | AFX65 ELECTRIC REHEAT 575V DOWNFLOW | 2180 | 30% | 1537.445
0M-71886 | AFX65 ELECTRIC REHEAT 230V UPFLOW | 2180 | 30% | 1537.445
» Cooling » NetworkAIR AFX |  |  | 30%
0M-71887 | AFX FSC Common Parts, 34-70KW | Call for Quote | 30%
Uniflair Room Cooling » Cooling » NetworkAIR AFX |  |  | 30%
0M-71891 | AFX Remote Shutdown 24V | 332 | 30% | 234.143
0M-71892 | AFX65 FSC COMMON PARTS | 603 | 30% | 425.2657
0M-71893 | S/A UD DISCH DUCT COLLAR | 117 | 30% | 82.5142
0M-72507 | AFX Brazed Plate Heat Exchanger - WP5-60, Upflow | 3305 | 30% | 2330.8513
» Cooling » NetworkAIR AFX |  |  | 30%
0M-72508 | AFX Brazed Plate Heat Exchanger - WP5-40, Upflow | Call for Quote | 30%
0M-72509 | AFX Brazed Plate Heat Exchanger - WP5-50, Upflow | Call for Quote | 30%
0M-72510 | AFX Brazed Plate Heat Exchanger - WP5-90, Upflow | Call for Quote | 30%
Uniflair Room Cooling » Cooling » NetworkAIR AFX |  |  | 30%
0M-72511 | AFX Brazed Plate Heat Exchanger - WP5-120, Upflow | 3305 | 30% | 2330.8513
» Cooling » NetworkAIR AFX |  |  | 30%
0M-72512 | AFX Brazed Plate Heat Exchanger - WP5-80, Upflow | Call for Quote | 30%
Uniflair Room Cooling » Cooling » NetworkAIR AFX |  |  | 30%
0M-72513 | AFX Brazed Plate Heat Exchanger - WP5-30, Upflow | 3305 | 30% | 2330.8513
0M-72515 | AFX High/Low Temperature & Humidity - Rmote Alarm | 607 | 30% | 428.0867
0M-72516 | AFX High/Low Humidity - Remote Alarm | 215 | 30% | 151.6287
0M-72517 | AFX High/Low Temperature - Remote Alarm | 409 | 30% | 288.4472
» Cooling » NetworkAIR AFX |  |  | 30%
0M-72541 | AFX Assembly Liquid 21 | Call for Quote | 30%
0M-72542 | AFX Assembly Liquid 22 | Call for Quote | 30%
0M-72543 | AFX Assembly Liquid 23 | Call for Quote | 30%
0M-72544 | AFX Assembly Liquid 24 | Call for Quote | 30%
0M-72545 | AFX Assembly Liquid 25 | Call for Quote | 30%
0M-72546 | AFX Assembly Liquid 26 | Call for Quote | 30%
Uniflair Room Cooling » Cooling » NetworkAIR AFX |  |  | 30%
0M-7708 | AFX Condensate Pump, 230V, Downflow | 692 | 30% | 488.033
0M-7780 | AFX Water/Glycol Cooled Receiver | 234 | 30% | 165.0285
0M-7782 | AFX CONDENSATE PUMP, 230V, UPFLOW | 692 | 30% | 488.033
0M-7787 | AFX Smoke Detector Upflow | 1050 | 30% | 740.5125
0M-7788 | AFX Smoke Detector Downflow | 1050 | 30% | 740.5125
0M-7866 | AFX65 ELECTRIC REHEAT 460V DOWNFLOW | 2180 | 30% | 1537.445
» Cooling » NetworkAIR AFX |  |  | 30%
0M-8020 | AFX Brazed Plate Heat Exchanger - WP5-80, Downflow | Call for Quote | 30%
0M-91250 | AFX 1-1/2" Water Regulating Valve, 3-Way, 150 PSI | 517 | 30% | 364.6143
0M-91251 | AFX Hot Gas Reheat, 70-98KW, Upflow | 1490 | 30% | 1050.8225
Uniflair Room Cooling » Cooling » NetworkAIR AFX |  |  | 30%
0M-91252 | AFX Brazed Plate Heat Exchanger - WP5-120, Downflow | 3305 | 30% | 2330.8513
» Cooling » NetworkAIR AFX |  |  | 30%
0M-91253 | AFX Condensate Pump, 380V/460V/600V, Upflow | 1080 | 30% | 761.67
0M-91254 | AFX Self-Contained Frame Top Discharge, 20-27KW | 5925 | 30% | 4178.6062
0M-91255 | AFX Self-Contained Frame Rear Discharge, 20-27KW | 5305 | 30% | 3741.3512
0M-91256 | AFX Self-Contained Frame Top Discharge, 70-98KW | 7785 | 30% | 5490.3713
0M-91257 | AFX FSC Common Parts - High Head Pressure Remote Alarm, 34-70KW | Call for Quote | 30%
0M-91258 | AFX 50 AMP Circuit Breaker, 20-62KW | Call for Quote | 30%
0M-91260 | AFX FSC Common Parts - Hot Gas Bypass & High Head Pressure Remote Alarm, 90-98KW | 607 | 30% | 428.0867
Uniflair Room Cooling » Cooling » NetworkAIR AFX |  |  | 30%
0M-91263 | AFX Condensate Pump, 575V, Upflow | 692 | 30% | 488.033
» Cooling » NetworkAIR AFX |  |  | 30%
0M-91264 | AFX Full Floating Hot Gas Bypass | 760 | 30% | 535.99
Uniflair Room Cooling » Cooling » NetworkAIR AFX |  |  | 30%
0M-91265 | AFX18 FSC COMMON PARTS HOT GAS BYPASS | 350 | 30% | 246.8375
» Cooling » NetworkAIR AFX |  |  | 30%
0M-91266 | AFX Hot Gas Reheat, 34-62KW, Downflow | 1255 | 30% | 885.0888
0M-91267 | AFX FSC Common Parts - High Head Pressure Remot Alarm, 90-98KW | Call for Quote | 30%
0M-91268 | AFX FSC Common Parts - Hot Gas Bypass & High Head Pressure Remote Alarm, 34-70KW | 521 | 30% | 367.4352
0M-91269 | AFX FSC Common Parts - High Head Pressure Remote Alarm, 20-27KW | Call for Quote | 30%
0M-91270 | AFX Pressure Gauges | 380 | 30% | 267.995
Uniflair Room Cooling » Cooling » NetworkAIR AFX |  |  | 30%
0M-91271 | AFX65 CIRCUIT BREAKER DISCONNECT 175AMP | Call for Quote | 30%
» Cooling » NetworkAIR AFX |  |  | 30%
0M-91274 | AFX Hot Gas Reheat, 20-27KW, Downflow | 1020 | 30% | 719.355
0M-91275 | AFX Hot Gas Reheat, 20-27KW, Upflow | 1020 | 30% | 719.355
0M-91276 | AFX Pulley and Belt Assembly, 1VP56 Belt A | Call for Quote | 30%
Uniflair Room Cooling » Cooling » NetworkAIR AFX |  |  | 30%
0M-91278 | AFX Pulley and Belt Assembly, 1VP62 Belt B | 215 | 30% | 151.6287
» Cooling » NetworkAIR AFX |  |  | 30%
0M-91279 | AFX Hot Gas Reheat, 34-62KW, Upflow | 1255 | 30% | 885.0888
Uniflair Room Cooling » Cooling » NetworkAIR AFX |  |  | 30%
0M-91280 | AFX 1-1/2" Water Regulating Valve, 2-Way, 150 PSI | Call for Quote | 30%
» Cooling » NetworkAIR AFX |  |  | 30%
0M-91281 | AFX FSC Common Parts - Hot Gas Bypass & High Head Pressure Remote Alarm, 20-27KW | 479 | 30% | 337.8147
Uniflair Room Cooling » Cooling » NetworkAIR AFX |  |  | 30%
0M-91282 | AFX65 CIRCUIT BREAKER DISCONNECT 100AMP | 778 | 30% | 548.6845
0M-91283 | AFX Condensate Pump, 575V, Downflow | 692 | 30% | 488.033
» Cooling » NetworkAIR AFX |  |  | 30%
0M-91285 | AFX 90 AMP Circuit Breaker, 34-62KW | Call for Quote | 30%
0M-91286 | AFX Condensate Pump, 380V, Upflow | 1080 | 30% | 761.67
Uniflair Room Cooling » Cooling » NetworkAIR AFX |  |  | 30%
0M-91287 | AFX18 CIRCUIT BREAKER DISCONNECT 30AMP | 603 | 30% | 425.2657
0M-91288 | AFX65 FSC COMMON PARTS- HOT GAS BYPASS | 1635 | 30% | 1153.0838
» Cooling » NetworkAIR AFX |  |  | 30%
0M-91289 | AFX 15 AMP Circuit Breaker, 70-98KW | Call for Quote | 30%
0M-91290 | AFX Flooded Controls | Call for Quote | 30%
0M-91292 | AFX Pulley and Belt Assembly, 1VP56 Belt B | Call for Quote | 30%
0M-91293 | AFX Flooded Receiver | Call for Quote | 30%
Uniflair Room Cooling » Cooling » NetworkAIR AFX |  |  | 30%
0M-91294 | AFX18 CIRCUIT BREAKER DISCONNECT 60AMP | Call for Quote | 30%
» Cooling » NetworkAIR AFX |  |  | 30%
0M-91295 | AFX 40 AMP Circuit Breaker, 20-62KW | Call for Quote | 30%
Uniflair Room Cooling » Cooling » NetworkAIR AFX |  |  | 30%
0M-91296 | AFX Condensate Pump, 460V, Upflow | 692 | 30% | 488.033
» Cooling » NetworkAIR AFX |  |  | 30%
0M-91297 | AFX Self-Contained Frame Rear Discharge, 70-98KW | 7165 | 30% | 5053.1163
0M-91298 | AFX Condensate Pump, 380V, Downflow | 1080 | 30% | 761.67
0M-91299 | AFX 125 AMP Circuit Breaker, 34-62KW | Call for Quote | 30%
Uniflair Room Cooling » Cooling » NetworkAIR AFX |  |  | 30%
0M-91300 | AFX Flowswitch | 389 | 30% | 274.3422
» Cooling » NetworkAIR AFX |  |  | 30%
0M-91301 | AFX Self-Contained Head Pressure Controls, 20-27KW | Call for Quote | 30%
Uniflair Room Cooling » Cooling » NetworkAIR AFX |  |  | 30%
0M-91302 | AFX65 CIRCUIT BREAKER DISCONNECT 200AMP | 778 | 30% | 548.6845
» Cooling » NetworkAIR AFX |  |  | 30%
0M-91303 | AFX Self-Contained Frame Top Discharge, 34-62KW | 6850 | 30% | 4830.9625
0M-91304 | AFX 1-1/2" Water Regulating Valve, 3-Way, 350 PSI | 8730 | 30% | 6156.8325
0M-91305 | AFX Self-Contained Head Pressure Controls, 70-98KW | Call for Quote | 30%
0M-91306 | AFX 70 AMP Circuit Breaker, 70-98KW | 778 | 30% | 548.6845
0M-91307 | AFX 1-1/2" Water Regulating Valve, 2-Way, 350 PSI | 627 | 30% | 442.1918
0M-91308 | AFX Condensate Pump, 380V/460V/600V, Downflow | 1080 | 30% | 761.67
Uniflair Room Cooling » Cooling » NetworkAIR AFX |  |  | 30%
0M-91309 | AFX Condensate Pump, 460V, Downflow | 692 | 30% | 488.033
0M-92039 | AFX18 DOWNFLOW FRAME | 18160 | 30% | 12807.34
» Cooling » NetworkAIR AFX |  |  | 30%
0M-92040 | AFX 41-62kW Downflow Frame | Call for Quote | 30%
Uniflair Room Cooling » Cooling » NetworkAIR AFX |  |  | 30%
0M-92041 | AFX65 DOWNFLOW FRAME | 34410 | 30% | 24267.6525
0M-92042 | AFX18 UPFLOW FRAME- FRONT RETURN | 19055 | 30% | 13438.5388
» Cooling » NetworkAIR AFX |  |  | 30%
0M-92043 | AFX 41-62KW Upflow Frame - Front Return | 584 | 30% | 411.866
Uniflair Room Cooling » Cooling » NetworkAIR AFX |  |  | 30%
0M-92044 | AFX65 UPFLOW FRAME- FRONT RETURN | 35325 | 30% | 24912.9563
0M-92045 | AFX18 UPFLOW FRAME- REAR RETURN | 22165 | 30% | 15631.8662
» Cooling » NetworkAIR AFX |  |  | 30%
0M-92046 | AFX 41-62KW Upflow Frame - Rear Return | 2115 | 30% | 1491.6037
Uniflair Room Cooling » Cooling » NetworkAIR AFX |  |  | 30%
0M-92047 | AFX65 UPFLOW FRAME- REAR RETURN | 38495 | 30% | 27148.5988
0M-92051 | AFX18 DOWNFLOW RETURN DUCT COLLAR | 234 | 30% | 165.0285
» Cooling » NetworkAIR AFX |  |  | 30%
0M-92052 | AFX 34-62KW Downflow Return Duct | 711 | 30% | 501.4327
Uniflair Room Cooling » Cooling » NetworkAIR AFX |  |  | 30%
0M-92053 | AFX65 DOWNFLOW RETURN DUCT COLLAR | 738 | 30% | 520.4745
» Cooling » NetworkAIR AFX |  |  | 30%
0M-92058 | AFX 34-62KW Secondary Drain Pan | 1750 | 30% | 1234.1875
0M-92059 | AFX 70-98KW Secondary Drain Pan | 2595 | 30% | 1830.1237
Uniflair Room Cooling » Cooling » NetworkAIR AFX |  |  | 30% | 0
0M-92060 | AFX18 COMPRESSOR 230V | 4880 | 30% | 3441.62
» Cooling » NetworkAIR AFX |  |  | 30%
0M-92061 | AFX Compressor 27kW-230V | 26355 | 30% | 18586.8638
0M-92062 | AFX Compressor 34kW-230V | 29160 | 30% | 20565.09
0M-92063 | AFX Compressor 41kW-230V | 31755 | 30% | 22395.2138
0M-92064 | AFX Compressor 48kW-230V | 34560 | 30% | 24373.44
0M-92065 | AFX Compressor 62kW-230V | 37155 | 30% | 26203.5638
0M-92066 | AFX Compressor 70kW-230V | 39960 | 30% | 28181.79
Uniflair Room Cooling » Cooling » NetworkAIR AFX |  |  | 30%
0M-92067 | AFX65 COMPRESSOR 230V | 12600 | 30% | 8886.15
» Cooling » NetworkAIR AFX |  |  | 30%
0M-92068 | AFX Compressor 98kW-230V | 45365 | 30% | 31993.6662
Uniflair Room Cooling » Cooling » NetworkAIR AFX |  |  | 30%
0M-92069 | AFX18 COMPRESSOR 460V | 4880 | 30% | 3441.62
» Cooling » NetworkAIR AFX |  |  | 30%
0M-92070 | AFX Compressor 27kW-460V | 26355 | 30% | 18586.8638
0M-92071 | AFX Compressor 34kW-460V | 29160 | 30% | 20565.09
0M-92072 | AFX Compressor 41kW-460V | 31755 | 30% | 22395.2138
0M-92073 | AFX Compressor 48kW-460V | 34560 | 30% | 24373.44
0M-92074 | AFX Compressor 62kW-460V | 37155 | 30% | 26203.5638
0M-92075 | AFX Compressor 70kW-460V | 39960 | 30% | 28181.79
Uniflair Room Cooling » Cooling » NetworkAIR AFX |  |  | 30%
0M-92076 | AFX65 COMPRESSOR 460V | 12600 | 30% | 8886.15
» Cooling » NetworkAIR AFX |  |  | 30%
0M-92077 | AFX Compressor 98kW-460V | 45365 | 30% | 31993.6662
Uniflair Room Cooling » Cooling » NetworkAIR AFX |  |  | 30%
0M-92078 | AFX18 COMPRESSOR 575V | 4880 | 30% | 3441.62
» Cooling » NetworkAIR AFX |  |  | 30%
0M-92079 | AFX Compressor 27kW-575V | 26355 | 30% | 18586.8638
0M-92080 | AFX Compressor 34kW-575V | 29160 | 30% | 20565.09
0M-92081 | AFX Compressor 41kW-575V | 31755 | 30% | 22395.2138
0M-92082 | AFX Compressor 48kW-575V | 34560 | 30% | 24373.44
0M-92083 | AFX Compressor 62kW-575V | 37155 | 30% | 26203.5638
0M-92084 | AFX Compressor 70kW-575V | 39960 | 30% | 28181.79
Uniflair Room Cooling » Cooling » NetworkAIR AFX |  |  | 30%
0M-92085 | AFX65 COMPRESSOR 575V | 12600 | 30% | 8886.15
» Cooling » NetworkAIR AFX |  |  | 30%
0M-92086 | AFX Compressor 98kW-575V | 45365 | 30% | 31993.6662
Uniflair Room Cooling » Cooling » NetworkAIR AFX |  |  | 30%
0M-92088 | AFX Spot Water Detector | 272 | 30% | 191.828
0M-92103 | AFX Firestat - Remote Alarm | 303 | 30% | 213.6908
0M-92104 | AFX Pulley and Belt Assembly, 1VP62 Belt A | 215 | 30% | 151.6287
0M-92105 | AFX Smoke Detector - Remote Alarm | 303 | 30% | 213.6908
0M-92107 | AFX Condensate Pump Overflow - Local Alarm | Call for Quote | 30%
0M-92108 | AFX Condensate Pump Overflow - Remote Alarm | 323 | 30% | 227.7957
0M-92126 | AFX 3rd Common Summary - Remote Alarm | 389 | 30% | 274.3422
0M-92156 | AFX Supervisory RS422 | 432 | 30% | 304.668
0M-92157 | AFX Supervisory RS485 | 432 | 30% | 304.668
0M-92167 | AFX Humidifier Downflow 10LB/HR 230V | 1750 | 30% | 1234.1875
» Cooling » NetworkAIR AFX |  |  | 30%
0M-92169 | AFX Humidifier Downflow 10LB/HR 380V | 2250 | 30% | 1586.8125
Uniflair Room Cooling » Cooling » NetworkAIR AFX |  |  | 30%
0M-92170 | AFX Humidifier Downflow 10LB/HR 575V | 1750 | 30% | 1234.1875
0M-92171 | AFX Humidifier Upflow 10LB/HR 230V | 1750 | 30% | 1234.1875
0M-92172 | AFX Humidifier Upflow 10LB/HR 460V | 1750 | 30% | 1234.1875
» Cooling » NetworkAIR AFX |  |  | 30%
0M-92173 | AFX Humidifier Upflow 10 LB/HR 380V | 2250 | 30% | 1586.8125
Uniflair Room Cooling » Cooling » NetworkAIR AFX |  |  | 30%
0M-92174 | AFX Humidifier Upflow 10LB/HR 575V | 1750 | 30% | 1234.1875
0M-92175 | AFX Humidifier Downflow 20LB/HR 230V | 1945 | 30% | 1371.7113
0M-92176 | AFX Humidifier Downflow 20LB/HR 460V | 1945 | 30% | 1371.7113
» Cooling » NetworkAIR AFX |  |  | 30%
0M-92177 | AFX Humidifier Downflow 20LB/HR 380V | 4540 | 30% | 3201.835
Uniflair Room Cooling » Cooling » NetworkAIR AFX |  |  | 30%
0M-92178 | AFX Humidifier Downflow 20LB/HR 575V | 1945 | 30% | 1371.7113
0M-92179 | AFX Humidifier Upflow 20LB/HR 230V | 1945 | 30% | 1371.7113
0M-92180 | AFX Humidifier Upflow 20LB/HR 460V | 1945 | 30% | 1371.7113
» Cooling » NetworkAIR AFX |  |  | 30%
0M-92181 | AFX Humidifier Upflow 20LB/HR 380V | 4540 | 30% | 3201.835
Uniflair Room Cooling » Cooling » NetworkAIR AFX |  |  | 30%
0M-92182 | AFX Humidifier Upflow 20LB/HR 575V | 1945 | 30% | 1371.7113
0M-92183 | AFX Humidifier Downflow 10LB/HR 460V | 1750 | 30% | 1234.1875
0M-92191 | AFX18 ELECTRIC REHEAT 230V DOWNFLOW | 836 | 30% | 589.589
» Cooling » NetworkAIR AFX |  |  | 30%
0M-92192 | AFX Electric Reheat, 20-62KW, 380V, Downflow | 778 | 30% | 548.6845
Uniflair Room Cooling » Cooling » NetworkAIR AFX |  |  | 30%
0M-92194 | AFX18 ELECTRIC REHEAT 460V DOWNFLOW | 836 | 30% | 589.589
0M-92195 | AFX18 ELECTRIC REHEAT 575V DOWNFLOW | 836 | 30% | 589.589
0M-92196 | AFX18 ELECTRIC REHEAT 230V UPFLOW | 836 | 30% | 589.589
» Cooling » NetworkAIR AFX |  |  | 30%
0M-92197 | AFX Electric Reheat, 20-62KW, 380V, Upflow | 778 | 30% | 548.6845
Uniflair Room Cooling » Cooling » NetworkAIR AFX |  |  | 30%
0M-92199 | AFX18 ELECTRIC REHEAT 460V UPFLOW | 836 | 30% | 589.589
0M-92200 | AFX18 ELECTRIC REHEAT 575V UPFLOW | 836 | 30% | 589.589
» Cooling » NetworkAIR AFX |  |  | 30%
0M-92201 | AFX Electric Reheat, 34-62KW, 230V, Downflow - 2 Stage | 287 | 30% | 202.4067
0M-92206 | AFX Electric Reheat, 34-62KW, 230V, Upflow - 2 Stage | 287 | 30% | 202.4067
0M-92207 | AFX Electric Reheat, 34-62KW, 380V, Upflow - 2 Stage | 287 | 30% | 202.4067
0M-92208 | AFX Electric Reheat, 34-62KW, 415V, Upflow - 2 Stage | 287 | 30% | 202.4067
0M-92209 | AFX Electric Reheat, 34-62KW, 460V, Upflow - 2 Stage | 287 | 30% | 202.4067
0M-92210 | AFX Electric Reheat, 34-62KW, 575V, Upflow - 2 Stage | 287 | 30% | 202.4067
0M-92215 | AFX SCR Reheat 1 Bay 230V UF | 1065 | 30% | 751.0913
0M-92216 | AFX SCR Reheat 1 Bay 460V UF | 1065 | 30% | 751.0913
0M-92217 | AFX SCR Reheat 1 Bay 575V UF | 1065 | 30% | 751.0913
Uniflair Room Cooling » Cooling » NetworkAIR AFX |  |  | 30%
0M-92291 | AFX 3HP Blower/Motor 575V 60HZ | 855 | 30% | 602.9887
» Cooling » NetworkAIR AFX |  |  | 30%
0M-92292 | AFX 3HP Blower/Motor 220V 50HZ | Call for Quote | 30%
0M-92293 | AFX 3HP Blower/Motor 380V 60HZ | Call for Quote | 30%
0M-92294 | AFX 3HP Blower/Motor 380V 50HZ | Call for Quote | 30%
Uniflair Room Cooling » Cooling » NetworkAIR AFX |  |  | 30%
0M-92295 | AFX 3HP Blower/Motor 230V 60HZ | 855 | 30% | 602.9887
0M-92296 | AFX 5HP Blower/Motor 460V 60HZ | 972 | 30% | 685.503
0M-92297 | AFX 5HP Blower/Motor 575V 60HZ | 972 | 30% | 685.503
» Cooling » NetworkAIR AFX |  |  | 30%
0M-92298 | AFX 5HP Blower/Motor 220V 50HZ | 261 | 30% | 184.0702
0M-92300 | AFX 5HP Blower/Motor 380V 50HZ | 261 | 30% | 184.0702
Uniflair Room Cooling » Cooling » NetworkAIR AFX |  |  | 30%
0M-92301 | AFX 5HP Blower/Motor 230V 60HZ | 972 | 30% | 685.503
0M-92302 | AFX 3HP Blower/Motor 460V 60HZ | 855 | 30% | 602.9887
» Cooling » NetworkAIR AFX |  |  | 30%
0M-92311 | AFX Hot Gas Reheat, 70-98KW, Downflow | 1490 | 30% | 1050.8225
0M-92312 | AFX 150 AMP Circuit Breaker, 70-98KW | Call for Quote | 30%
0M-92327 | AFX 15 AMP Circuit Breaker, 20-62KW | Call for Quote | 30%
Uniflair Room Cooling » Cooling » NetworkAIR AFX |  |  | 30%
0M-92328 | AFX18 CIRCUIT BREAKER DISCONNECT 20AMP | Call for Quote | 30%
0M-92329 | AFX18 CIRCUIT BREAKER DISCONNECT 25AMP | Call for Quote | 30%
0M-92330 | AFX18 CIRCUIT BREAKER DISCONNECT 35AMP | 603 | 30% | 425.2657
0M-92331 | AFX18 CIRCUIT BREAKER DISCONNECT 70AMP | 603 | 30% | 425.2657
» Cooling » NetworkAIR AFX |  |  | 30%
0M-92332 | AFX 80 AMP Circuit Breaker, 20-62KW | Call for Quote | 30%
0M-92333 | AFX 100 AMP Circuit Breaker, 34-62KW | Call for Quote | 30%
0M-92334 | AFX 150 AMP Circuit Breaker, 34-62KW | Call for Quote | 30%
0M-92335 | AFX 20 AMP Circuit Breaker, 70-98KW | Call for Quote | 30%
0M-92336 | AFX 35 AMP Circuit Breaker, 70-98KW | Call for Quote | 30%
0M-92337 | AFX 40 AMP Circuit Breaker, 70-98KW | Call for Quote | 30%
0M-92338 | AFX 50 AMP Circuit Breaker, 70-98KW | Call for Quote | 30%
0M-92339 | AFX 60 AMP Circuit Breaker, 70-98KW | Call for Quote | 30%
Uniflair Room Cooling » Cooling » NetworkAIR AFX |  |  | 30%
0M-92340 | AFX18 CIRCUIT BREAKER DISCONNECT 80AMP | Call for Quote | 30%
» Cooling » NetworkAIR AFX |  |  | 30%
0M-92341 | AFX 90 AMP Circuit Breaker, 70-98KW | Call for Quote | 30%
0M-92342 | AFX 125 AMP Circuit Breaker, 70-98KW | Call for Quote | 30%
Uniflair Room Cooling » Cooling » NetworkAIR AFX |  |  | 30%
0M-92355 | AFX 30% Filter, Downflow | 78 | 30% | 55.0095
» Cooling » NetworkAIR AFX |  |  | 30%
0M-92356 | AFX 30% Filter & 1" Prefilter, Downflow | 175 | 30% | 123.4187
0M-92357 | AFX 45% Filter, Downflow | 152 | 30% | 107.198
0M-92358 | AFX 45% Filter & 1" Prefilter, Downflow | 261 | 30% | 184.0702
0M-92359 | AFX 65% Filter, Downflow | 218 | 30% | 153.7445
0M-92360 | AFX 65% Filter & 1" Prefilter, Downflow | 323 | 30% | 227.7957
Uniflair Room Cooling » Cooling » NetworkAIR AFX |  |  | 30%
0M-92361 | AFX 30% Filter, Upflow | 78 | 30% | 55.0095
» Cooling » NetworkAIR AFX |  |  | 30%
0M-92362 | AFX 30% Filter & 1" Prefilter, Downflow | 175 | 30% | 123.4187
0M-92363 | AFX 45% Filter, Upflow | 152 | 30% | 107.198
0M-92364 | AFX 45% Filter & 1" Prefilter, Downflow | 261 | 30% | 184.0702
0M-92365 | AFX 65% Filter, Upflow | 218 | 30% | 153.7445
0M-92366 | AFX 65% Filter & 1" Prefilter, Upflow | 323 | 30% | 227.7957
0M-92369 | AFX Self-Contained Frame Rear Discharge, 34-62KW | 6240 | 30% | 4400.76
0M-92374 | AFX Self-Contained Head Pressure Controls, 34-62KW | Call for Quote | 30%
0M-92377 | AFX Self-Contained Pulleys | Call for Quote | 30%
0M-92400 | AFX Electrical Communication Insert - Master, 60HZ | Call for Quote | 30%
0M-92401 | AFX Electrical Communication Insert - Master, 50HZ | Call for Quote | 30%
0M-92402 | AFX Electrical Communication Insert - Slave, 50/60HZ | Call for Quote | 30%
0M-92403 | AFX Standard Circuit Breaker Buss - Master /Slave | Call for Quote | 30%
Uniflair Room Cooling » Cooling » NetworkAIR AFX |  |  | 30%
0M-92404 | AFX Electrical Insert - Busbar/Endcaps, 575V | 137 | 30% | 96.6192
» Cooling » NetworkAIR AFX |  |  | 30%
0M-92405 | AFX 575V MSP Buss 2X2PC 1XT | Call for Quote | 30%
0M-92406 | AFX 575V MSP Buss 2X2PC 2XT | Call for Quote | 30%
0M-92407 | AFX 575V MSP Buss 1X2PC 1XT | Call for Quote | 30%
0M-92408 | AFX 575V MSP Buss 1X2PC 2XT | Call for Quote | 30%
0M-92409 | AFX 575V MSP Buss 1X4PC 1X2PC 1XT | Call for Quote | 30%
0M-92410 | AFX 575V MSP Buss 1X4PC 2XT | Call for Quote | 30%
0M-92411 | AFX 575V MSP Buss 1X4PC 1X2PC 2XT | Call for Quote | 30%
0M-92412 | AFX 575V MSP Buss 1X4PC 3XT | Call for Quote | 30%
0M-92450 | AFX 3/4" Water Regulating Valve, 2-Way, 350 PSI | 627 | 30% | 442.1918
0M-92451 | AFX 3/4" Water Regulating Valve, 3-Way, 350 PSI | 1145 | 30% | 807.5113
Uniflair Room Cooling » Cooling » NetworkAIR AFX |  |  | 30%
0M-92452 | AFX 1" Water Regulating Valve, 2-Way, 350 PSI | 6420 | 30% | 4527.705
0M-92453 | AFX 1" Water Regulating Valve 3-Way, 350 PSI | 7195 | 30% | 5074.2738
0M-92454 | AFX 1-1/4" Water Regulating Valve, 2-Way, 350 PSI | 3115 | 30% | 2196.8538
0M-92455 | AFX 1-1/4" Water Regulating Valve, 3-Way, 350 PSI | 3305 | 30% | 2330.8513
» Cooling » NetworkAIR AFX |  |  | 30%
0M-92470 | AFX Hot Water Reheat, 34-62KW | 1795 | 30% | 1265.9238
0M-92471 | AFX Steam Reheat, 34-62KW | 1795 | 30% | 1265.9238
0M-92472 | AFX Hot Water Reheat, 70-98KW | 2035 | 30% | 1435.1838
0M-92473 | AFX Steam Reheat, 70-98KW | 2035 | 30% | 1435.1838
0M-92474 | AFX Hot Water Reheat, 20-27KW | 1555 | 30% | 1096.6638
0M-92475 | AFX Steam Reheat, 20-27KW | 1555 | 30% | 1096.6638
0M-92476 | AFX Hot Water Reheat Control, 2-Way Modulating | 171 | 30% | 120.5977
0M-92477 | AFX Hot Water Reheat Control, 3-Way Modulating | 281 | 30% | 198.1753
0M-92478 | AFX Hot Water Reheat, 2-Way On/Off | Call for Quote | 30%
Uniflair Room Cooling » Cooling » NetworkAIR AFX |  |  | 30%
0M-92634 | AFX Microprocessor Controller | Call for Quote | 30%
0M-92803 | AFX Microprocessor Remote Display 100FT | 252 | 30% | 177.723
0M-92804 | AFX Microprocessor Remote Sensor 100FT | 137 | 30% | 96.6192
» Cooling » NetworkAIR AFX |  |  | 30%
491-0100 | AFX Main Power Starter, 575V | Call for Quote | 30%
ERROR: Server error: Entry not found in index » Cooling » NetworkAIR AFX |  |  | 30%
530-0237 | CKT BKR 2P 4A 480VAC 6KAIC | Call for Quote | 30%
» Cooling » NetworkAIR AFX |  |  | 30%
611-7050 | CABLE SHLD STRND 4 COND 22AWG | Call for Quote | 30%
Uniflair Room Cooling » Cooling » NetworkAIR AFX |  |  | 30%
822-7000 | BELT, V "A-43" SUPERGRIP | Call for Quote | 30%
» Cooling » NetworkAIR AFX |  |  | 30%
870-73706A | AIRBLOCK | Call for Quote | 30%
875-4071 | AFX Valve, Relief MPT/FLR 3/8X3/8 | Call for Quote | 30%
AFX ALARMS | AFX ALARMS OPTIONS | Call for Quote | 30%
AFX BLOWERS | AFX MOTOR AND BLOWER OPTIONS | Call for Quote | 30%
AFX COMPRESSORS | AFX COMPRESSOR OPTIONS | Call for Quote | 30%
AFX CONTROLLERS | AFX CONTROLLER OPTIONS | Call for Quote | 30%
AFX DISCONNECT | AFX MAIN POWER CIRCIUT BREAKER DISCONNECT | Call for Quote | 30%
AFX ELECTRICAL | AFX ELECTRICAL INSERT OPTIONS | Call for Quote | 30%
AFX FILTERS | AFX FILTER OPTIONS | Call for Quote | 30%
AFX FRAMES | AFX FRAME AND COIL OPTIONS | Call for Quote | 30%
AFX HUMIDITY | AFX HUMIDITY OPTIONS | Call for Quote | 30%
AFX PIPING | AFX PIPING OPTIONS | Call for Quote | 30%
AFX REFRIDG | AFX REFRIGERATION SPECIALTY OPTIONS | Call for Quote | 30%
AFX REHEAT | AFX REHEAT OPTIONS | Call for Quote | 30%
» Cooling » NetworkAIR Accessories |  |  | 30%
723-0701 | CONV,RS485/RS232 FEMALE 9PIN | Call for Quote | 30%
875-4107 | VALVE, DISC.BYPASS 1/2"ODF | Call for Quote | 30%
Small System Cooling » Cooling » NetworkAIR CM |  |  | 30%
0L1374 | LIT KIT CM 3-5KW (1.0-1.5T) | 31 | 30% | 21.8628
0L1375 | LIT KIT CM 3-5KW 1.0-1.5T CM-CW ONLY | 31 | 30% | 21.8628
0M-2181 | CM Remote Display | 2735 | 30% | 1928.8587
0M-2182 | CM Remote Sensor | 733 | 30% | 516.9483
0M-2453 | CM 2-Way 150PSI Water Regulating Valve 14-17kW | 1180 | 30% | 832.195
0M-2454 | CM 3-Way 150PSI Water Regulating Valve 14-17kW | 1580 | 30% | 1114.295
0M-2811 | CM Spot Water Detector Local Alarm - 230/3/60 | 330 | 30% | 232.7325
0M-2819 | CM CC Cond Coil/Motor 14-17kW 460/3/60 | 2200 | 30% | 1551.55
0M-2962 | CM 3-Way 350PSI Water Regulating Valve 7kW | 866 | 30% | 610.7465
0M-3072 | CM 3-Way 350PSI Water Regulating Valve 10kW | 805 | 30% | 567.7263
0M-3073 | CM 2-Way 350PSI Water Regulating Valve 10kW | 789 | 30% | 556.4422
0M-3074 | CM 2-Way 350PSI Water Regulating Valve 7kW | 866 | 30% | 610.7465
0M-3075 | CM 3-Way 350PSI Water Regulating Valve 3-5kW | 350 | 30% | 246.8375
0M-3076 | CM 2-Way 350PSI Water Regulating Valve 3-5kW | 342 | 30% | 241.1955
0M-3754 | CM Ducted Frame w/o 1" Filter 3-5kW | 353 | 30% | 248.9532
InRow Cooling » Cooling » NetworkAIR CM |  |  | 30%
0M-3755 | CM Ducted Frame, w/o 4" Filter, 3-5kW | 386 | 30% | 272.2265
Small System Cooling » Cooling » NetworkAIR CM |  |  | 30%
0M-3756 | CM Ducted Frame w/o 1" Filter 7-10kW | 191 | 30% | 134.7028
InRow Cooling » Cooling » NetworkAIR CM |  |  | 30%
0M-3757 | CM Ducted Frame, w/o 4" Filter, 7-10kW | 197 | 30% | 138.9342
Small System Cooling » Cooling » NetworkAIR CM |  |  | 30%
0M-3758 | CM Ducted Frame w/o 1" Filter 14-17kW | 459 | 30% | 323.7097
InRow Cooling » Cooling » NetworkAIR CM |  |  | 30%
0M-3759 | CM Ducted Frame, w/o 4" Filter, 14-17kW | 1020 | 30% | 719.355
Small System Cooling » Cooling » NetworkAIR CM |  |  | 30%
0M-3958 | CM SCR Modulating Reheat 230/3/60 | 938 | 30% | 661.5245
0M-3959 | CM SCR Modulating Reheat 460/3/60 | 938 | 30% | 661.5245
0M-3982 | CM-CW Ducted Frame w/o 1" Filter 14-17kW | 373 | 30% | 263.0582
InRow Cooling » Cooling » NetworkAIR CM |  |  | 30%
0M-3983 | CM-CW Ducted Frame, w/o 4" Filter, 14-17kW | 470 | 30% | 331.4675
Small System Cooling » Cooling » NetworkAIR CM |  |  | 30%
0M-4765 | CM-DX TEV Valve - 5/8 In 7/8 Out - R22 | 3305 | 30% | 2330.8513
0M-4769 | CM-DX Filter Drier 5/8 ODF | 23.5 | 30% | 16.5734
0M-4770 | CM-DX Sight Glass 5/8 ODF | 44 | 30% | 31.031
0M-4809 | CM-CW Standard 1/3HP Motor 230/1/60 3-5kW | 495 | 30% | 349.0987
0M-4811 | CM-CW Standard 1/3HP Motor 277/1/60 3-5kW | 724 | 30% | 510.601
0M-4828 | CM Programmable Thermostat 14-17kW | 224 | 30% | 157.976
InRow Cooling » Cooling » NetworkAIR CM |  |  | 30%
0M-4906 | CM Ducted Frame, 4" 65% Filter, 14-17kW | 1285 | 30% | 906.2462
Small System Cooling » Cooling » NetworkAIR CM |  |  | 30%
0M-4967 | CM Optional 1/2HP Motor 230/1/60 3-5kW | 539 | 30% | 380.1298
InRow Cooling » Cooling » NetworkAIR CM |  |  | 30%
0M-4968 | CM-CW Optional 1/3HP Motor 230/1/60, 3-5kW | 787 | 30% | 555.0317
Small System Cooling » Cooling » NetworkAIR CM |  |  | 30%
0M-4969 | CM Optional 1/2HP Motor 277/1/60 3-5kW | 722 | 30% | 509.1905
InRow Cooling » Cooling » NetworkAIR CM |  |  | 30%
0M-4970 | CM Optional 1/3HP Motor 277/1/60, 3-5kW | 787 | 30% | 555.0317
Small System Cooling » Cooling » NetworkAIR CM |  |  | 30%
0M-4971 | CM Optional 1/2HP Motor 230/1/60 or 230/3/60 7kW | 1005 | 30% | 708.7763
InRow Cooling » Cooling » NetworkAIR CM |  |  | 30%
0M-4972 | CM Optional 1/2HP Motor, 277/1/60, 7kW | 1005 | 30% | 708.7763
Small System Cooling » Cooling » NetworkAIR CM |  |  | 30%
0M-4973 | CM Optional 1/2HP Motor 460/1/60 or 460/3/60 7kW | 1005 | 30% | 708.7763
0M-4974 | CM Optional 3/4HP Motor 230/1/60 or 230/3/60 10kW | 769 | 30% | 542.3373
InRow Cooling » Cooling » NetworkAIR CM |  |  | 30%
0M-4975 | CM Optional 3/4HP Motor, 277/1/60, 10kW | 980 | 30% | 691.145
0M-4976 | CM Optional 2HP Motor 230/3/60, 14-17kW | 1570 | 30% | 1107.2425
0M-4977 | CM Optional 2HP Motor 380/3/50, 14-17kW | 1695 | 30% | 1195.3988
Small System Cooling » Cooling » NetworkAIR CM |  |  | 30%
0M-4978 | CM Optional 2HP Motor 460/3/60 14-17kW | 1625 | 30% | 1146.0312
InRow Cooling » Cooling » NetworkAIR CM |  |  | 30%
0M-4979 | CM Optional 2HP Motor 575/3/60, 14-17kW | 1695 | 30% | 1195.3988
Small System Cooling » Cooling » NetworkAIR CM |  |  | 30%
0M-4980 | CM Optional 3/4HP Motor 460/1/60 or 460/3/60 10kW | 873 | 30% | 615.6832
0M-5175 | CM Water/Glycol Cooled Indoor Condensing Unit Frame 277/1/60 10kW | 4115 | 30% | 2902.1038
0M-5408 | CM Clogged Filter/Airflow Alarm | 62 | 30% | 43.7255
0M-5689 | CM Spot Water Detector Local Alarm 230/1/60 | 213 | 30% | 150.2183
» Cooling » NetworkAIR CM |  |  | 30%
0M-6521 | SUB ASSY CM LOCAL SENSOR | Call for Quote | 30%
Small System Cooling » Cooling » NetworkAIR CM |  |  | 30%
0M-6537 | S/A CM 230/1 WATER DETECTOR ALARM | 224 | 30% | 157.976
0M-6685 | CM3-5KW AIRCOOLED HOT GAS BYPASS T-STAT ONLY | 378 | 30% | 266.5845
0M-6686 | CM7-10KW AIRCOOLED HOT GAS BYPASS T-STAT ONLY | 535 | 30% | 377.3088
0M-6696 | CM14-17KW AIRCOOLED HOT GAS BYPASS TSTAT | 463 | 30% | 326.5308
0M-6749 | CM 14-17KW 230/3 CONDENSATE PUMP | 123 | 30% | 86.7458
InRow Cooling » Cooling » NetworkAIR CM |  |  | 30%
0M-6750 | CM 14-17KW 380/3 CONDENSATE PUMP | 386 | 30% | 272.2265
Small System Cooling » Cooling » NetworkAIR CM |  |  | 30%
0M-6751 | CM 14-17KW 460/3 CONDENSATE PUMP | 382 | 30% | 269.4055
0M-6753 | CM3-5KW STEAM HEAD BRACKET HOSE W/HEAT | 270 | 30% | 190.4175
0M-6754 | CM7-10KW STEAM HEAD BRACKET HOSE W/HEAT | 254 | 30% | 179.1335
0M-6900 | CM3-5KW 1/3HP 277V MOTOR DX ONLY | 713 | 30% | 502.8433
InRow Cooling » Cooling » NetworkAIR CM |  |  | 30%
0M-72380 | CM CC Cond Coil/Motor, 14-17kW, 575/3/60 | 2470 | 30% | 1741.9675
0M-72381 | CM CC Cond Coil/Motor, 14-17kW, 380/3/50 | 2270 | 30% | 1600.9175
Small System Cooling » Cooling » NetworkAIR CM |  |  | 30%
0M-72382 | CM CC Cond Coil/Motor 14-17kW 230/3/60 | 2200 | 30% | 1551.55
InRow Cooling » Cooling » NetworkAIR CM |  |  | 30%
0M-8234 | CM3-10KW 277/1/60 HUMID ONLY | 33 | 30% | 23.2733
Small System Cooling » Cooling » NetworkAIR CM |  |  | 30%
0M-8235 | CM3-5KW 230/1/60 HEAT AND HUMID | 45 | 30% | 31.7362
InRow Cooling » Cooling » NetworkAIR CM |  |  | 30%
0M-8236 | CM3-5KW 230/1/60 HEAT ONLY | 45 | 30% | 31.7362
0M-8237 | CM3-5KW 230/1/60 HUMID ONLY | 45 | 30% | 31.7362
0M-8238 | CM3-5KW 277/1/60 HEAT AND HUMID | 33 | 30% | 23.2733
0M-8239 | CM3-5KW 277/1/60 HEAT ONLY | 33 | 30% | 23.2733
Small System Cooling » Cooling » NetworkAIR CM |  |  | 30%
0M-8240 | CM14-17KW 230/3/60 HEAT AND HUMID | Call for Quote | 30%
InRow Cooling » Cooling » NetworkAIR CM |  |  | 30%
0M-8241 | CM14-17KW 230/3/60 HEAT ONLY | Call for Quote | 30%
Small System Cooling » Cooling » NetworkAIR CM |  |  | 30%
0M-8242 | CM14-17KW 230/3/60 HUMID ONLY | Call for Quote | 30%
0M-8243 | CM7-10KW 277/1/60 HEAT AND HUMID | 33 | 30% | 23.2733
InRow Cooling » Cooling » NetworkAIR CM |  |  | 30%
0M-8244 | CM7-10KW 277/1/60 HEAT ONLY | 33 | 30% | 23.2733
Small System Cooling » Cooling » NetworkAIR CM |  |  | 30%
0M-8253 | CM14-17KW 460/3/60 HEAT AND HUMID | Call for Quote | 30%
InRow Cooling » Cooling » NetworkAIR CM |  |  | 30%
0M-8254 | CM14-17KW 460/3/60 HEAT ONLY | Call for Quote | 30%
Small System Cooling » Cooling » NetworkAIR CM |  |  | 30%
0M-8255 | CM14-17KW 460/3/60 HUMID ONLY | Call for Quote | 30%
0M-8257 | CM5KW COMMON REFRIDG | 151 | 30% | 106.4928
0M-8258 | CM-DX EVAP SOLENOID | 85 | 30% | 59.9462
0M-8259 | CM10KW COMMON REFRIDG | 151 | 30% | 106.4928
InRow Cooling » Cooling » NetworkAIR CM |  |  | 30%
0M-8260 | CM10KW EVAP COMMON REFRIDG | 105 | 30% | 74.0513
Small System Cooling » Cooling » NetworkAIR CM |  |  | 30%
0M-8261 | CM14-17KW EVAP COMMON REFRIDG | 105 | 30% | 74.0513
0M-8262 | CM14-17KW HOT GAS BYPASS AIRCOOLED W/DG5.0 | 335 | 30% | 236.2587
0M-8263 | CM3-5KW HOT GAS BYPASS AIRCOOLED W/DG5.0 | 258 | 30% | 181.9545
0M-8264 | CM3KW COMMON REFRIDG | 151 | 30% | 106.4928
InRow Cooling » Cooling » NetworkAIR CM |  |  | 30%
0M-8265 | CM3KW EVAP COMMON REFRIDG | 105 | 30% | 74.0513
Small System Cooling » Cooling » NetworkAIR CM |  |  | 30%
0M-8266 | CM5KW EVAP COMMON REFRIDG | 105 | 30% | 74.0513
0M-8267 | CM7-10KW HOT GAS BYPASS AIRCOOLED W/DG5.0 | 335 | 30% | 236.2587
0M-8268 | CM7KW COMMON REFRIDG | 151 | 30% | 106.4928
InRow Cooling » Cooling » NetworkAIR CM |  |  | 30%
0M-8269 | CM7KW EVAP COMMON REFRIDG | 105 | 30% | 74.0513
Small System Cooling » Cooling » NetworkAIR CM |  |  | 30%
0M-8270 | COMMON ELECTRICAL FOR EVAP W/TSTAT | 139 | 30% | 98.0298
InRow Cooling » Cooling » NetworkAIR CM |  |  | 30%
0M-8271 | CM14-17KW COMMON REFRIDG | 151 | 30% | 106.4928
Small System Cooling » Cooling » NetworkAIR CM |  |  | 30%
0M-8301 | MAIN DISCONNECT 80AMP 230/3/60 | 279 | 30% | 196.7647
0M-91330 | CM CC Cond Coil/Motor 3-5kW 277/1/60 | 1525 | 30% | 1075.5063
0M-91331 | CM CC Cond Coil/Motor 7kW 460/1/60 | 2060 | 30% | 1452.815
0M-91332 | CM CC Cond Coil/Motor 10kW 277/1/60 | 2190 | 30% | 1544.4975
0M-91333 | CM CC Cond Coil/Motor 7kW 277/1/60 | 1975 | 30% | 1392.8688
0M-91334 | CM CC Cond Coil/Motor 10kW 460/1/60 | 2050 | 30% | 1445.7625
0M-91335 | CM CC Cond Coil/Motor 10kW 230/1/60 or 230/3/60 | 2135 | 30% | 1505.7088
0M-91336 | CM CC Cond Coil/Motor 7kW 230/1/60 or 230/3/60 | 1805 | 30% | 1272.9763
0M-91337 | CM CC Cond Coil/Motor 3-5kW 230/1/60 or 230/3/60 | 1240 | 30% | 874.51
0M-91622 | CM Remote Display with Redundant Group Control | 2815 | 30% | 1985.2787
0M-92800 | CM Thermostat Controller 3-10kW | 90 | 30% | 63.4725
0M-92801 | CM Programmable Thermostat Controller | 85 | 30% | 59.9462
0M-92802 | CM Humidistat Controller | 247 | 30% | 174.1967
0M-92806 | CM Humidifer 5lb 230V | 893 | 30% | 629.7882
0M-92807 | CM Humidifier 5lb 460V | 974 | 30% | 686.9135
0M-92809 | CM Humidifier 10lb 460V | 1110 | 30% | 782.8275
0M-92810 | CM Humidifier 10lb 230V | 1110 | 30% | 782.8275
InRow Cooling » Cooling » NetworkAIR CM |  |  | 30%
0M-92811 | CM Humidifier 10lb, 575V | 1110 | 30% | 782.8275
Small System Cooling » Cooling » NetworkAIR CM |  |  | 30%
0M-92812 | CM Humidifier Bracket Hose 3-5kW | 260 | 30% | 183.365
0M-92813 | CM Humidifier Bracket Hose 7-10kW | 245 | 30% | 172.7863
0M-92814 | CM Humidifier Bracket Hose 14-17kW | 3000 | 30% | 2115.75
0M-92815 | CM Electric Reheat 3-5kW 230/1/60 | 301 | 30% | 212.2802
0M-92816 | CM Electric Reheat 3-5kW 277/1/60 | 296 | 30% | 208.754
0M-92817 | CM Electric Reheat 3-5kW 230/1/60 Extra kW | 357 | 30% | 251.7742
InRow Cooling » Cooling » NetworkAIR CM |  |  | 30%
0M-92818 | CM Electric Reheat, 3-5kW, 277/1/60 Extra kW | 330 | 30% | 232.7325
Small System Cooling » Cooling » NetworkAIR CM |  |  | 30%
0M-92819 | CM Electric Reheat 7-10kW 230/1/60 | 612 | 30% | 431.613
0M-92820 | CM Electric Reheat 7-10kW 230/3/60 | 593 | 30% | 418.2133
0M-92821 | CM Electric Reheat 7-10kW 277/1/60 | 620 | 30% | 437.255
0M-92822 | CM Electric Reheat 7-10kW 380/3/60 | 593 | 30% | 418.2133
0M-92823 | CM Electric Reheat 7-10kW 460/3/60 | 600 | 30% | 423.15
0M-92824 | CM Electric Reheat 14-17kW 230/3/60 | 951 | 30% | 670.6927
0M-92825 | CM Electric Reheat 14-17kW 380/3/60 | 913 | 30% | 643.8932
0M-92826 | CM Electric Reheat 14-17kW 460/3/60 | 906 | 30% | 638.9565
InRow Cooling » Cooling » NetworkAIR CM |  |  | 30%
0M-92827 | CM Thermostat Reheat TDR, 3-10kW | 162 | 30% | 114.2505
0M-92828 | CM Thermostat Reheat TDR, 14-17kW | 51 | 30% | 35.9677
Small System Cooling » Cooling » NetworkAIR CM |  |  | 30%
0M-92829 | CM Hot Water Reheat Common 3-5kW | 1095 | 30% | 772.2488
0M-92830 | CM Hot Water Reheat Common 7-10kW | 1095 | 30% | 772.2488
0M-92831 | CM Hot Water Reheat Common 14-17kW | 1305 | 30% | 920.3512
0M-92832 | CM SCR Modulating Reheat 230/1/60 | 729 | 30% | 514.1273
0M-92833 | CM SCR Modulating Reheat 460/1/60 | 938 | 30% | 661.5245
0M-92834 | CM Hot Water Reheat 2-Way On/Off Control | 299 | 30% | 210.8697
0M-92835 | CM Hot Water Reheat 2-Way Modulating Control | 623 | 30% | 439.3707
0M-92836 | CM Standard 1/3HP Motor 230/1/60 3-5kW | 472 | 30% | 332.878
InRow Cooling » Cooling » NetworkAIR CM |  |  | 30%
0M-92837 | CM Optional 1/2HP Motor & Blower, 230/1/60, 3-5kW | 558 | 30% | 393.5295
Small System Cooling » Cooling » NetworkAIR CM |  |  | 30%
0M-92838 | CM Standard 1/3HP Motor 277/1/60 3-5kW | 724 | 30% | 510.601
InRow Cooling » Cooling » NetworkAIR CM |  |  | 30%
0M-92839 | CM Optional 1/2HP Motor & Blower, 277/1/60, 3-5kW | 715 | 30% | 504.2537
Small System Cooling » Cooling » NetworkAIR CM |  |  | 30%
0M-92840 | CM Standard 1/3HP Motor 230/1/60 7kW | 537 | 30% | 378.7192
InRow Cooling » Cooling » NetworkAIR CM |  |  | 30%
0M-92841 | CM Optional 1/2HP Motor & Blower, 230/1/60, 7kW | 580 | 30% | 409.045
Small System Cooling » Cooling » NetworkAIR CM |  |  | 30%
0M-92842 | CM Standard 1/3HP Motor 277/1/60 7kW | 818 | 30% | 576.8945
InRow Cooling » Cooling » NetworkAIR CM |  |  | 30%
0M-92843 | CM Optional 1/2HP Motor & Blower, 277/1/60, 7kW | 845 | 30% | 595.9363
Small System Cooling » Cooling » NetworkAIR CM |  |  | 30%
0M-92844 | CM Standard 1/3HP Motor 460/1/60 7kW | 782 | 30% | 551.5055
InRow Cooling » Cooling » NetworkAIR CM |  |  | 30%
0M-92845 | CM Optional 1/2HP Motor & Blower, 230/1/60, 7kW | 753 | 30% | 531.0533
Small System Cooling » Cooling » NetworkAIR CM |  |  | 30%
0M-92846 | CM Standard 1/2HP Motor 230/1/60 10kW | 632 | 30% | 445.718
0M-92847 | CM Optional 3/4HP Motor & Blower 230/1/60 10kW | 749 | 30% | 528.2323
0M-92848 | CM Standard 1/2HP Motor 277/1/60 10kW | 805 | 30% | 567.7263
InRow Cooling » Cooling » NetworkAIR CM |  |  | 30%
0M-92849 | CM Optional 3/4HP Motor & Blower, 277/1/60, 10kW | 846 | 30% | 596.6415
Small System Cooling » Cooling » NetworkAIR CM |  |  | 30%
0M-92850 | CM Standard 1/2HP Motor 460/1/60 10kW | 688 | 30% | 485.212
0M-92851 | CM Optional 3/4HP Motor & Blower 460/1/60 10kW | 841 | 30% | 593.1152
0M-92852 | CM STD 1-1/2HP MOTOR 230/3/60 17KW | 1545 | 30% | 1089.6113
0M-92853 | CM Optional 2HP Motor 230/3/60 14-17kW | 1520 | 30% | 1071.98
0M-92854 | CM Standard 1HP Motor 380/3/60 14-17kW | 1560 | 30% | 1100.19
InRow Cooling » Cooling » NetworkAIR CM |  |  | 30%
0M-92855 | CM Optional 2HP Motor, 380/3/60, 14-17kW | 1540 | 30% | 1086.085
Small System Cooling » Cooling » NetworkAIR CM |  |  | 30%
0M-92856 | CM STD MOTOR 1-1/2HP 460/3/60 17KW | 1680 | 30% | 1184.82
0M-92857 | CM Optional 2HP Motor 460/3/60 14-17kW | 1550 | 30% | 1093.1375
InRow Cooling » Cooling » NetworkAIR CM |  |  | 30%
0M-92858 | CM Standard 1HP Motor, 575/3/60, 14-17kW | 1425 | 30% | 1004.9812
0M-92859 | CM Optional 2HP Motor, 575/3/60, 14-17kW | 1470 | 30% | 1036.7175
Small System Cooling » Cooling » NetworkAIR CM |  |  | 30%
0M-92860 | CM-CW 15 AMP Circuit Breaker 230/1/60 | 153 | 30% | 107.9032
InRow Cooling » Cooling » NetworkAIR CM |  |  | 30%
0M-92861 | CM-CW 20 AMP Circuit Breaker, 230/1/60 | 162 | 30% | 114.2505
Small System Cooling » Cooling » NetworkAIR CM |  |  | 30%
0M-92862 | CM-CW 30 AMP Circuit Breaker 230/1/60 | 416 | 30% | 293.384
InRow Cooling » Cooling » NetworkAIR CM |  |  | 30%
0M-92863 | CM-CW 35 AMP Circuit Breaker, 230/1/60 | 45 | 30% | 31.7362
Small System Cooling » Cooling » NetworkAIR CM |  |  | 30%
0M-92864 | CM-CW 40 AMP Circuit Breaker 230/1/60 | 146 | 30% | 102.9665
0M-92865 | CM-CW 15 AMP Circuit Breaker 230/3/60 | 152 | 30% | 107.198
InRow Cooling » Cooling » NetworkAIR CM |  |  | 30%
0M-92866 | CM-CW 20 AMP Circuit Breaker, 230/3/60 | 152 | 30% | 107.198
Small System Cooling » Cooling » NetworkAIR CM |  |  | 30%
0M-92867 | CM-CW 30 AMP Circuit Breaker 230/3/60 | 152 | 30% | 107.198
0M-92868 | CM-CW 15 AMP Circuit Breaker 460/3/60 | 285 | 30% | 200.9963
0M-92869 | CM-CW 25 AMP Circuit Breaker 460/3/60 | 1435 | 30% | 1012.0337
InRow Cooling » Cooling » NetworkAIR CM |  |  | 30%
0M-92870 | CM-CW 15 AMP Circuit Breaker, 575/3/60 | 272 | 30% | 191.828
Small System Cooling » Cooling » NetworkAIR CM |  |  | 30%
0M-92871 | CM 15 AMP Fused Disconnect 230/1/60 | Call for Quote | 30%
InRow Cooling » Cooling » NetworkAIR CM |  |  | 30%
0M-92872 | CM 20 AMP Fused Disconnect, 230/1/60 | 119 | 30% | 83.9248
0M-92873 | CM 25 AMP Fused Disconnect, 230/1/60 | 377 | 30% | 265.8793
Small System Cooling » Cooling » NetworkAIR CM |  |  | 30%
0M-92874 | CM 30 AMP Fused Disconnect 230/1/60 | 119 | 30% | 83.9248
0M-92875 | CM 35 AMP Fused Disconnect 230/1/60 | 238 | 30% | 167.8495
InRow Cooling » Cooling » NetworkAIR CM |  |  | 30%
0M-92876 | CM 40 AMP Fused Disconnect, 230/1/60 | 200 | 30% | 141.05
0M-92877 | CM 15 AMP Fused Disconnect, 230/3/60 | 161 | 30% | 113.5452
0M-92878 | CM 20 AMP Fused Disconnect, 230/3/60 | 161 | 30% | 113.5452
Small System Cooling » Cooling » NetworkAIR CM |  |  | 30%
0M-92879 | CM 30 AMP Fused Disconnect 230/3/60 | 159 | 30% | 112.1348
0M-92880 | CM 15 AMP Fused Disconnect 277/1/60 | 377 | 30% | 265.8793
InRow Cooling » Cooling » NetworkAIR CM |  |  | 30%
0M-92881 | CM 20 AMP Fused Disconnect, 277/1/60 | 375 | 30% | 264.4688
Small System Cooling » Cooling » NetworkAIR CM |  |  | 30%
0M-92882 | CM 25 AMP Fused Disconnect 277/1/60 | 377 | 30% | 265.8793
0M-92883 | CM 30 AMP Fused Disconnect 277/1/60 | 373 | 30% | 263.0582
0M-92884 | CM 35 AMP Fused Disconnect 277/1/60 | 373 | 30% | 263.0582
0M-92885 | CM 15 AMP Fused Disconnect 460/3/60 | 360 | 30% | 253.89
0M-92886 | CM 25 AMP Fused Disconnect 460/3/60 | 918 | 30% | 647.4195
0M-92888 | CM Ducted Frame 1" 30% Filter 3-5kW | 366 | 30% | 258.1215
0M-92889 | CM Ducted Frame 4" 30% Filter 3-5kW | 407 | 30% | 287.0367
InRow Cooling » Cooling » NetworkAIR CM |  |  | 30%
0M-92890 | CM Ducted Frame, 4" 65% Filter, 3-5kW | 497 | 30% | 350.5093
Small System Cooling » Cooling » NetworkAIR CM |  |  | 30%
0M-92891 | CM Ducted Frame 1" 30% Filter 7-10kW | 206 | 30% | 145.2815
0M-92892 | CM Ducted Frame 4" 30% Filter 7-10kW | 220 | 30% | 155.155
0M-92893 | CM Ducted Frame 4" 65% Filter 7-10kW | 344 | 30% | 242.606
0M-92894 | CM Ducted Frame 1" 30% Filter 14-17kW | 402 | 30% | 283.5105
0M-92895 | CM Ducted Frame 4" 30% Filter 14-17kW | 526 | 30% | 370.9615
0M-92896 | CM Ducted Frame 4" 65% Filter 14-17kW | 740 | 30% | 521.885
0M-92897 | CM Electrical Insert 230-460/1/60 3-5kW | 522 | 30% | 368.1405
0M-92898 | CM Electrical Insert 230-460/3/60 7-10kW | 594 | 30% | 418.9185
0M-92899 | CM Electrical Insert 277/1/60 3-5kW | 510 | 30% | 359.6775
0M-92900 | CM Electrical Insert 277/1/60 7-10kW | 603 | 30% | 425.2657
0M-92901 | CM Electrical Insert 380/3/50 14-17kW | 827 | 30% | 583.2418
0M-92902 | CM Electrical Insert 230-460/3/60 14-17kW | 839 | 30% | 591.7047
0M-92903 | CM Thermostat Controller 14-17kW | 638 | 30% | 449.9495
0M-92904 | CM Electrical Insert 380/3/50 7-10kW | 688 | 30% | 485.212
0M-92905 | CM Condensate Pump 230V | 44 | 30% | 31.031
0M-92906 | CM Condensate Pump 277V | 515 | 30% | 363.2038
0M-92907 | CM Condensate Pump 380V | 306 | 30% | 215.8065
0M-92908 | CM Condensate Pump 460V | 303 | 30% | 213.6908
InRow Cooling » Cooling » NetworkAIR CM |  |  | 30%
0M-92909 | CM Condensate Pump, 575V | 668 | 30% | 471.107
Small System Cooling » Cooling » NetworkAIR CM |  |  | 30%
0M-92910 | CM-CW Spot Frame Standard ESP 3-5kW | 6390 | 30% | 4506.5475
0M-92911 | CM-CW Ducted Frame Standard ESP 3-5kW | 6315 | 30% | 4453.6538
InRow Cooling » Cooling » NetworkAIR CM |  |  | 30%
0M-92912 | CM Spot Frame, High ESP, 3-5kW | 6340 | 30% | 4471.285
0M-92913 | CM Ducted Frame, High ESP, 3-5kW | 6050 | 30% | 4266.7625
0M-92914 | CM Spot Frame, Standard ESP, Rear Side Piping, 3-5kW | 6315 | 30% | 4453.6538
0M-92915 | CM Ducted Frame, Standard ESP, Rear Side Piping, 3-5kW | 6225 | 30% | 4390.1813
0M-92916 | CM Spot Frame, High ESP, Rear Side Piping, 3-5kW | 6285 | 30% | 4432.4963
0M-92917 | CM Ducted Frame, High ESP, Rear Side Piping, 3-5kW | 6165 | 30% | 4347.8663
Small System Cooling » Cooling » NetworkAIR CM |  |  | 30%
0M-92918 | CM-CW Spot Frame Standard ESP 7kW | 7435 | 30% | 5243.5338
0M-92919 | CM-CW Ducted Frame Standard ESP 7kW | 7240 | 30% | 5106.01
InRow Cooling » Cooling » NetworkAIR CM |  |  | 30%
0M-92920 | CM Spot Frame, High ESP, 7kW | 7260 | 30% | 5120.115
0M-92921 | CM Ducted Frame, High ESP, 7kW | 6965 | 30% | 4912.0662
Small System Cooling » Cooling » NetworkAIR CM |  |  | 30%
0M-92922 | CM-CW Spot Frame Standard ESP 10kW | 7245 | 30% | 5109.5363
0M-92923 | CM-CW Ducted Frame Standard ESP 10kW | 7315 | 30% | 5158.9038
InRow Cooling » Cooling » NetworkAIR CM |  |  | 30%
0M-92924 | CM Spot Frame, High ESP, 10kW | 7315 | 30% | 5158.9038
0M-92925 | CM Ducted Frame, High ESP, 10kW | 6900 | 30% | 4866.225
Small System Cooling » Cooling » NetworkAIR CM |  |  | 30%
0M-92926 | CM-CW Ducted Frame Standard ESP 14-17kW | 7575 | 30% | 5342.2688
InRow Cooling » Cooling » NetworkAIR CM |  |  | 30%
0M-92927 | CM Ducted Frame, High ESP, 14-17kW | 7355 | 30% | 5187.1138
Small System Cooling » Cooling » NetworkAIR CM |  |  | 30%
0M-92928 | CM-CW 2-Way Chilled Water Valve 3-7kW | 195 | 30% | 137.5238
0M-92929 | CM-CW 3-Way Chilled Water Valve 3-7kW | 198 | 30% | 139.6395
0M-92930 | CM-CW 2-Way Chilled Water Valve 10-17kW | 224 | 30% | 157.976
0M-92931 | CM-CW 3-Way Chilled Water Valve 10-17kW | 161 | 30% | 113.5452
0M-92932 | CM-CW On/Off Actuator | 315 | 30% | 222.1538
0M-92933 | CM-CW Modulating Actuator | 357 | 30% | 251.7742
0M-92934 | CM-CW Flow Switch | 562 | 30% | 396.3505
0M-92935 | CM Field Alarm Connection Box | 31 | 30% | 21.8628
0M-92936 | CM Reheat/Humidity Lockout | 278 | 30% | 196.0595
0M-92937 | CM Spot Water Detector Local Alarm - 460V | 301 | 30% | 212.2802
0M-92938 | CM Firestat/Smoke Detector Local Alarm | 21.75 | 30% | 15.3392
0M-92939 | S/A CM15-20 S STD ESP SIDE PIPE SC | 7425 | 30% | 5236.4813
0M-92940 | CM-DX Ducted Frame Self-Contained Standard ESP 3-5kW | 7290 | 30% | 5141.2725
InRow Cooling » Cooling » NetworkAIR CM |  |  | 30%
0M-92941 | CM-DX Spot Frame, Self-Contained, High ESP, 3-5kW | 7665 | 30% | 5405.7413
0M-92942 | CM-DX Ducted Frame, Self-Contained, High ESP, 3-5kW | 7705 | 30% | 5433.9513
Small System Cooling » Cooling » NetworkAIR CM |  |  | 30%
0M-92943 | CM-DX Spot Frame Self-Contained Standard ESP 7kW | 7320 | 30% | 5162.43
0M-92944 | CM-DX Ducted Frame Self-Contained Standard ESP 7kW | 7280 | 30% | 5134.22
InRow Cooling » Cooling » NetworkAIR CM |  |  | 30%
0M-92945 | CM-DX Spot Frame, Self-Contained, High ESP, 7kW | 3780 | 30% | 2665.845
0M-92946 | CM-DX Ducted Frame, Self-Contained, High ESP, 7kW | 8080 | 30% | 5698.42
Small System Cooling » Cooling » NetworkAIR CM |  |  | 30%
0M-92947 | CM-DX Spot Frame Self-Contained Standard ESP 10kW | 7745 | 30% | 5462.1613
0M-92948 | CM-DX Ducted Frame Self-Contained Standard ESP 10kW | 8010 | 30% | 5649.0525
InRow Cooling » Cooling » NetworkAIR CM |  |  | 30%
0M-92949 | CM-DX Spot Frame, Self-Contained, High ESP, 10kW | 9495 | 30% | 6696.3488
0M-92950 | CM-DX Ducted Frame, Self-Contained, High ESP, 10kW | 9465 | 30% | 6675.1913
Small System Cooling » Cooling » NetworkAIR CM |  |  | 30%
0M-92951 | CM-DX Ducted Frame Self-Contained Standard ESP 14-17kW | 9650 | 30% | 6805.6625
InRow Cooling » Cooling » NetworkAIR CM |  |  | 30%
0M-92952 | CM-DX Ducted Frame, Self-Contained, High ESP, 14-17kW | 10600 | 30% | 7475.65
Small System Cooling » Cooling » NetworkAIR CM |  |  | 30%
0M-92953 | CM-DX Ducted Frame Econ/MultiCool Standard ESP 14-17kW | 13045 | 30% | 9199.9862
InRow Cooling » Cooling » NetworkAIR CM |  |  | 30%
0M-92954 | CM-DX Ducted Frame, Econ/MultiCool, High ESP, 14-17kW | 10860 | 30% | 7659.015
Small System Cooling » Cooling » NetworkAIR CM |  |  | 30%
0M-92955 | CM Air Cooled Indoor Condensing Unit Frame 3-5kW | 8275 | 30% | 5835.9438
InRow Cooling » Cooling » NetworkAIR CM |  |  | 30%
0M-92956 | CM Water/Glycol Cooled Indoor Condensing Unit Frame, 3-5kW | 7390 | 30% | 5211.7975
0M-92957 | CM Air Cooled Indoor Condenser Frame, 3-5kW | 7390 | 30% | 5211.7975
0M-92958 | CM Air Cooled Indoor Condensing Unit Frame, 7kW | 8120 | 30% | 5726.63
Small System Cooling » Cooling » NetworkAIR CM |  |  | 30%
0M-92959 | CM Water/Glycol Cooled Indoor Condensing Unit Frame 230/3/60 10kW | 9575 | 30% | 6752.7688
InRow Cooling » Cooling » NetworkAIR CM |  |  | 30%
0M-92960 | CM Air Cooled Indoor Condensing Unit Frame, 10kW | 6850 | 30% | 4830.9625
Small System Cooling » Cooling » NetworkAIR CM |  |  | 30%
0M-92961 | CM Air Cooled Indoor Condenser Frame 230/1/60 7kW | 8820 | 30% | 6220.305
0M-92962 | CM Air Cooled Indoor Condenser Frame 10kW | 10180 | 30% | 7179.445
0M-92963 | CM Air Cooled Indoor Condensing Unit Frame 460/3/60 14kW | 11535 | 30% | 8135.0587
0M-92964 | CM Air Cooled Indoor Condenser Frame 14-17kW | 11800 | 30% | 8321.95
0M-92965 | CM Water/Glycol Cooled Indoor Condensing Unit Frame 14-17kW | 8070 | 30% | 5691.3675
0M-92966 | CM-DX Econ/MultiCool Frame Adder 3-5kW | 9090 | 30% | 6410.7225
0M-92967 | CM-DX Econ/MultiCool Frame Adder 7kW | 10330 | 30% | 7285.2325
0M-92968 | CM-DX Econ/MultiCool Frame Adder 10kW | 10360 | 30% | 7306.39
0M-92969 | CM-DX Compressor 230/1/60 3kW | 791 | 30% | 557.8528
0M-92970 | CM-DX Compressor 277/1/60 3kW | 1565 | 30% | 1103.7163
0M-92971 | CM-DX Compressor w/Condensate Pump 277/1/60 3kW | 1530 | 30% | 1079.0325
0M-92972 | CM-DX Compressor 230/1/60 5kW | 798 | 30% | 562.7895
0M-92973 | CM-DX Compressor 277/1/60 5kW | 1050 | 30% | 740.5125
0M-92974 | CM-DX Compressor 230/1/60 7kW | 971 | 30% | 684.7977
0M-92975 | CM-DX Compressor 277/1/60 7kW | 1235 | 30% | 870.9838
0M-92976 | CM-DX Compressor 230/3/60 7kW | 1250 | 30% | 881.5625
0M-92977 | CM-DX Compressor 460/3/60 7kW | 1180 | 30% | 832.195
0M-92978 | CM-DX Compressor 230/1/60 10kW | 863 | 30% | 608.6307
0M-92979 | CM-DX Compressor 277/1/60 10kW | 1395 | 30% | 983.8237
0M-92980 | CM-DX Compressor 230/3/60 10kW | 1085 | 30% | 765.1963
0M-92981 | CM-DX Compressor 460/3/60 10kW | 1185 | 30% | 835.7213
0M-92982 | CM-DX Compressor 230/3/60 14kW | 1635 | 30% | 1153.0838
0M-92983 | CM-DX Compressor 460/3/60 14kW | 1570 | 30% | 1107.2425
InRow Cooling » Cooling » NetworkAIR CM |  |  | 30%
0M-92984 | CM-DX Compressor, 575/3/60, 14kW | 443 | 30% | 312.4257
Small System Cooling » Cooling » NetworkAIR CM |  |  | 30%
0M-92985 | CM-DX Compressor 230/3/60 17kW | 1875 | 30% | 1322.3438
0M-92986 | CM-DX Compressor 460/3/60 17kW | 1930 | 30% | 1361.1325
InRow Cooling » Cooling » NetworkAIR CM |  |  | 30%
0M-92987 | CM-DX Compressor, 575/3/60, 17kW | 1785 | 30% | 1258.8713
Small System Cooling » Cooling » NetworkAIR CM |  |  | 30%
0M-92995 | CM Hot Gas Reheat 3-5kW | 1390 | 30% | 980.2975
» Cooling » NetworkAIR CM |  |  | 30%
0M-92996 | CM Hot Gas Reheat, 7-10kW | 1390 | 30% | 980.2975
0M-92997 | CM Hot Gas Reheat, 14-17kW | 684 | 30% | 482.391
Small System Cooling » Cooling » NetworkAIR CM |  |  | 30%
0M-92998 | CM-DX 30 AMP Circuit Breaker 230/1/60 | 418 | 30% | 294.7945
0M-92999 | CM-DX 40 AMP Circuit Breaker 230/1/60 | 146 | 30% | 102.9665
0M-93000 | CM-DX 50 AMP Circuit Breaker 230/1/60 | 134 | 30% | 94.5035
0M-93001 | CM-DX 60 AMP Circuit Breaker 230/1/60 | 173 | 30% | 122.0083
0M-93002 | CM-DX 15 AMP Circuit Breaker 230/3/60 | 153 | 30% | 107.9032
0M-93003 | CM-DX 20 AMP Circuit Breaker 230/3/60 | 153 | 30% | 107.9032
0M-93004 | S/A 25AMP 230/3 CB CM | 267 | 30% | 188.3017
0M-93005 | CM-DX 30 AMP Circuit Breaker 230/3/60 | 153 | 30% | 107.9032
0M-93006 | CM-DX 35 AMP Circuit Breaker 230/3/60 | 159 | 30% | 112.1348
0M-93007 | CM-DX 40 AMP Circuit Breaker 230/3/60 | 283 | 30% | 199.5858
0M-93008 | CM-DX 45 AMP Circuit Breaker 230/3/60 | 146 | 30% | 102.9665
0M-93009 | CM-DX 50 AMP Circuit Breaker 230/3/60 | 159 | 30% | 112.1348
0M-93010 | CM-DX 60 AMP Circuit Breaker 230/3/60 | 501 | 30% | 353.3303
0M-93011 | CM-DX 15 AMP Circuit Breaker 460/3/60 | 434 | 30% | 306.0785
0M-93012 | CM-DX 20 AMP Circuit Breaker 460/3/60 | 305 | 30% | 215.1013
0M-93013 | CM-DX 25 AMP Circuit Breaker 460/3/60 | 1435 | 30% | 1012.0337
0M-93014 | CM-DX 30 AMP Circuit Breaker 460/3/60 | 1325 | 30% | 934.4562
InRow Cooling » Cooling » NetworkAIR CM |  |  | 30% | 0
0M-93015 | CM-DX 15 AMP Circuit Breaker, 575/3/60 | 434 | 30% | 306.0785
Small System Cooling » Cooling » NetworkAIR CM |  |  | 30%
0M-93016 | CM 50 AMP Fused Disconnect 230/1/60 | 197 | 30% | 138.9342
0M-93017 | CM 60 AMP Fused Disconnect 230/1/60 | 195 | 30% | 137.5238
InRow Cooling » Cooling » NetworkAIR CM |  |  | 30%
0M-93018 | CM 25 AMP Fused Disconnect, 230/3/60 | 220 | 30% | 155.155
Small System Cooling » Cooling » NetworkAIR CM |  |  | 30%
0M-93019 | CM 35 AMP Fused Disconnect 230/3/60 | 267 | 30% | 188.3017
InRow Cooling » Cooling » NetworkAIR CM |  |  | 30%
0M-93020 | CM 40 AMP Fused Disconnect, 230/3/60 | 274 | 30% | 193.2385
0M-93021 | CM 50 AMP Fused Disconnect, 230/3/60 | 267 | 30% | 188.3017
Small System Cooling » Cooling » NetworkAIR CM |  |  | 30%
0M-93022 | CM 60 AMP Fused Disconnect 230/3/60 | 265 | 30% | 186.8913
InRow Cooling » Cooling » NetworkAIR CM |  |  | 30%
0M-93023 | CM 40 AMP Fused Disconnect, 277/1/60 | 704 | 30% | 496.496
0M-93024 | CM 50 AMP Fused Disconnect, 277/1/60 | 720 | 30% | 507.78
0M-93025 | CM 20 AMP Fused Disconnect, 460/3/60 | 357 | 30% | 251.7742
0M-93026 | CM 30 AMP Fused Disconnect, 460/3/60 | 353 | 30% | 248.9532
Small System Cooling » Cooling » NetworkAIR CM |  |  | 30%
0M-93027 | CM Hot Gas Bypass 3-5kW | 78 | 30% | 55.0095
0M-93028 | CM Hot Gas Bypass 7-10kW | 236 | 30% | 166.439
0M-93029 | CM Hot Gas Bypass 14-17kW | 162 | 30% | 114.2505
0M-93030 | CM Air Cooled Condenser - Fan Cycling Control | 119 | 30% | 83.9248
0M-93031 | CM Air Cooled Condenser - Flooded Control 3-5kW | 380 | 30% | 267.995
0M-93032 | CM Air Cooled Condenser - Flooded Control 7kW | 380 | 30% | 267.995
0M-93033 | CM Air Cooled Condenser - Flooded Control 10kW | 380 | 30% | 267.995
InRow Cooling » Cooling » NetworkAIR CM |  |  | 30%
0M-93034 | CM Air Cooled Condenser - Flooded Control, 14-17kW | 494 | 30% | 348.3935
Small System Cooling » Cooling » NetworkAIR CM |  |  | 30%
0M-93035 | CM 2-Way 150PSI Water Regulating Valve 3-5kW | 494 | 30% | 348.3935
0M-93036 | CM 3-Way 150PSI Water Regulating Valve 3-5kW | 735 | 30% | 518.3587
0M-93037 | CM 2-Way 150PSI Water Regulating Valve 7kW | 1035 | 30% | 729.9338
0M-93038 | CM 3-Way 150PSI Water Regulating Valve 7kW | 1285 | 30% | 906.2462
0M-93039 | CM 2-Way 150PSI Water Regulating Valve 10kW | 1010 | 30% | 712.3025
0M-93040 | CM 3-Way 150PSI Water Regulating Valve 10kW | 1155 | 30% | 814.5638
0M-93041 | CM-DX Spot Frame Standard ESP 3-5kW | 8205 | 30% | 5786.5763
0M-93042 | CM-DX Ducted Frame Standard ESP 3-5kW | 7970 | 30% | 5620.8425
0M-93043 | CM-DX Spot Frame Standard ESP 7kW | 8560 | 30% | 6036.94
0M-93044 | CM-DX Ducted Frame Standard ESP 7kW | 8665 | 30% | 6110.9913
0M-93045 | CM-DX Spot Frame Standard ESP 10kW | 9110 | 30% | 6424.8275
0M-93046 | CM-DX Ducted Frame Standard ESP 10kW | 9265 | 30% | 6534.1413
0M-93047 | CM-DX Ducted Frame Standard ESP 14-17kW | 9650 | 30% | 6805.6625
InRow Cooling » Cooling » NetworkAIR CM |  |  | 30%
0M-93048 | CM Indoor Condenser/Condensing Unit Electrical Insert, 230/1/60, 3-5kW | 353 | 30% | 248.9532
Small System Cooling » Cooling » NetworkAIR CM |  |  | 30%
0M-93049 | CM Indoor Condenser/Condensing Unit Electrical Insert 7-10kW | 423 | 30% | 298.3207
InRow Cooling » Cooling » NetworkAIR CM |  |  | 30%
0M-93050 | CM Indoor Condensing Unit Electrical Insert, 460/3/60, 14-17kW | 803 | 30% | 566.3157
0M-93051 | CM Indoor Condenser Electrical Insert, 14-17kW | 567 | 30% | 399.8768
0M-93052 | CM Low Pressure Switch | 60 | 30% | 42.315
Small System Cooling » Cooling » NetworkAIR CM |  |  | 30%
0M-93600 | CM Ducted Frame 4" 30% Filter 14-17kW | 1065 | 30% | 751.0913
0M-93601 | CM Ducted Frame 1" 30% Filter 14-17kW | 485 | 30% | 342.0463
0M-956 | CM CB 70AMP DISCONNECT 230/3/60 | 279 | 30% | 196.7647
InRow Cooling » Cooling » NetworkAIR CM |  |  | 30%
0N-0149 | CM-CW Optional 2HP Motor, 230/3/60, 14-17kW | 1555 | 30% | 1096.6638
Small System Cooling » Cooling » NetworkAIR CM |  |  | 30%
0N-0150 | CM-CW Standard 1-1/2HP Motor, 230/3/60, 14-17kW | 1635 | 30% | 1153.0838
InRow Cooling » Cooling » NetworkAIR CM |  |  | 30%
0N-0151 | CM-CW Optional 2HP Motor, 380/3/60, 14-17kW | 1605 | 30% | 1131.9262
0N-0152 | CM-CW Standard 1-1/2HP Motor, 380/3/60, 14-17kW | 1595 | 30% | 1124.8737
Small System Cooling » Cooling » NetworkAIR CM |  |  | 30%
0N-0153 | CM-CW OPTIONAL 2HP MOTOR, 460/3/60, 14-17KW | 1660 | 30% | 1170.715
0N-0155 | CM-CW Standard 1-1/2HP Motor, 460/3/60, 14-17kW | 1715 | 30% | 1209.5038
InRow Cooling » Cooling » NetworkAIR CM |  |  | 30%
0N-0156 | CM-CW Optional 2HP Motor, 575/3/60, 14-17kW | 1535 | 30% | 1082.5588
0N-0157 | CM-CW Standard 1-1/2HP Motor, 575/3/60, 14-17kW | 1490 | 30% | 1050.8225
Small System Cooling » Cooling » NetworkAIR CM |  |  | 30%
430-0138 | CM Transformer | Call for Quote | 30%
450-0241 | CM Relay | Call for Quote | 30%
516-4012 | CM Fuse - Electric Reheat No Humidifier - 230/1/60 3-5kW | 12.75 | 30% | 8.9919
» Cooling » NetworkAIR CM |  |  | 30%
516-4014 | CM FUSE - ELECTRIC REHEAT AND HUMIDIFIER - 230/1/60, 3-5KW | 12.75 | 30% | 8.9919
516-4021 | CM FUSE - NO REHEAT, HUMIDIFIER - 230/1/60, 3-5KW | 12.75 | 30% | 8.9919
Small System Cooling » Cooling » NetworkAIR CM |  |  | 30%
516-4045 | CM Fuse - No Reheat Humidifier - 277/1/60 3-10kW | 12.75 | 30% | 8.9919
InRow Cooling » Cooling » NetworkAIR CM |  |  | 30%
516-4046 | FUSE 15A 600VAC CLASS G | 12.75 | 30% | 8.9919
» Cooling » NetworkAIR CM |  |  | 30%
516-4047 | FUS 20A 600V 0 CLIP/FUSE HOLDER 0.41"X1. | 12.75 | 30% | 8.9919
516-4079 | CM Fuse - Electric Reheat, Humidifier - 277/1/60, 3-5kW | 12.75 | 30% | 8.9919
516-4107 | CM Fuseblock, 230/1/60, 3-5kW | 20 | 30% | 14.105
516-4110 | CM Fuseblock - Electric Reheat Only or Humidifier Only, 277/1/60, 3-10kW | 20 | 30% | 14.105
516-4111 | CM Fuseblock - Electric Reheat Only, 277/1/60, 7-10kW | 20 | 30% | 14.105
516-4112 | CM Fuseblock - Electric Reheat and Humdifier, 277/1/60, 3-10kW | 20 | 30% | 14.105
875-4102 | KIT, VALVE LINKAGE | Call for Quote | 30%
CM-CW ALARMS | CM-CW ALARMS OPTIONS | Call for Quote | 30%
CM-CW BLOWERS | CM-CW MOTOR AND BLOWER OPTIONS | Call for Quote | 30%
CM-CW CONTROLLERS | CM-CW CONTROLLER OPTIONS | Call for Quote | 30%
CM-CW DISCONNECT | CM-CW MAIN POWER CIRCUIT BREAKER DISCONNECT | Call for Quote | 30%
CM-CW ELECTRICAL | CM-CW ELECTRICAL INSERT OPTIONS | Call for Quote | 30%
CM-CW FILTERS | CM-CW FILTER OPTIONS | Call for Quote | 30%
CM-CW FRAMES | CM-CW FRAME AND COIL OPTIONS | Call for Quote | 30%
CM-CW HUMIDITY | CM-CW HUMIDITY OPTIONS | Call for Quote | 30%
CM-CW PIPING | CM-CW PIPING OPTIONS | Call for Quote | 30%
CM-CW REHEAT | CM-CW REHEAT OPTIONS | Call for Quote | 30%
CM-DX ALARMS | CM-DX ALARMS OPTIONS | Call for Quote | 30%
CM-DX BLOWERS | CM-DX MOTOR AND BLOWER OPTIONS | Call for Quote | 30%
CM-DX COMPRESSORS | CM-DX COMPRESSOR OPTIONS | Call for Quote | 30%
CM-DX CONTROLLERS | CM-DX CONTROLLER OPTIONS | Call for Quote | 30%
CM-DX DISCONNECT | CM-DX MAIN POWER CIRCUIT BREAKER DISCONNECT | Call for Quote | 30%
CM-DX ELECTRICAL | CM-DX ELECTRICAL INSERT OPTIONS | Call for Quote | 30%
CM-DX FILTERS | CM-DX FILTER OPTIONS | Call for Quote | 30%
CM-DX FRAMES | CM-DX FRAME AND COIL OPTIONS | Call for Quote | 30%
CM-DX PIPING | CM-DX PIPING OPTIONS | Call for Quote | 30%
CM-DX REHEAT | CM-DX REHEAT OPTIONS | Call for Quote | 30%
» Cooling » NetworkAIR CW |  |  | 30%
0M-1481 | CW WATER FEED 1 | Call for Quote | 30%
0M-1482 | CW WATER FEED 2 | Call for Quote | 30%
0M-1483 | CW WATER FEED 3 | Call for Quote | 30%
0M-1484 | CW WATER FEED 4 | Call for Quote | 30%
Uniflair Room Cooling » Cooling » NetworkAIR CW |  |  | 30%
0M-1485 | CW WATER FEED 5 | Call for Quote | 30%
0M-1486 | CW WATER FEED 6 | Call for Quote | 30%
» Cooling » NetworkAIR CW |  |  | 30%
0M-1487 | CW WATER FEED 7 | Call for Quote | 30%
0M-1488 | CW WATER FEED 8 | Call for Quote | 30%
0M-1489 | CW WATER FEED 9 | Call for Quote | 30%
0M-1490 | CW WATER FEED 10 | Call for Quote | 30%
Uniflair Room Cooling » Cooling » NetworkAIR CW |  |  | 30%
0M-1491 | CW WATER FEED 11 | Call for Quote | 30%
0M-1492 | CW WATER FEED 12 | Call for Quote | 30%
» Cooling » NetworkAIR CW |  |  | 30%
0M-1493 | CW WATER FEED 13 | Call for Quote | 30%
0M-1494 | CW WATER FEED 14 | Call for Quote | 30%
0M-2737 | CW 41KW Pulley and Belt 50HZ | Call for Quote | 30%
0M-2738 | CW 50KW Pulley and Belt 50HZ | Call for Quote | 30%
0M-2739 | CW 70KW Pulley and Belt 50HZ | Call for Quote | 30%
0M-2740 | CW 87KW Pulley and Belt 50HZ | Call for Quote | 30%
0M-3213 | CW 87-105KW Blower, 15-11, Upflow | Call for Quote | 30%
0M-3228 | CW 87-105KW Blower, 15-11, Downflow | Call for Quote | 30%
0M-3651 | CW 41-70KW Downflow Frame W/Remote Display | 283 | 30% | 199.5858
0M-3652 | CW 87-105KW Downflow Frame W/Remote Display | 283 | 30% | 199.5858
0M-3653 | CW 123-140KW Downflow Frame W/Remote Display | 283 | 30% | 199.5858
Uniflair Room Cooling » Cooling » NetworkAIR CW |  |  | 30%
0M-3654 | CW100 DOWNFLOW FRAME W/REMOTE DISPLAY | 29420 | 30% | 20748.455
» Cooling » NetworkAIR CW |  |  | 30%
0M-3655 | CW 41-70KW Upflow Frame - Rear Return W/ Remote Display | 3025 | 30% | 2133.3812
0M-3656 | CW 87-105KW Upflow Frame - Front Return W/ Remote Display | 1575 | 30% | 1110.7688
0M-3657 | CW 87-105KW Upflow Frame - Rear Return W/ Remote Display | 3025 | 30% | 2133.3812
0M-3658 | CW 123-140KW UPFLOW FRAME - FRONT RETURN W/REMOTE DISPLAY | 1575 | 30% | 1110.7688
0M-3659 | CW 123-140KW Upflow Frame - Rear Return W/ Remote Display | 3025 | 30% | 2133.3812
Uniflair Room Cooling » Cooling » NetworkAIR CW |  |  | 30%
0M-3660 | CW100 UPFLOW FRAME FRONT RETURN W/RMT DISPLAY | 40545 | 30% | 28594.3613
0M-3773 | CW Reheat/Humidity Lockout | 279 | 30% | 196.7647
» Cooling » NetworkAIR CW |  |  | 30%
0M-3774 | CW Microprocessor Controller | Call for Quote | 30%
Uniflair Room Cooling » Cooling » NetworkAIR CW |  |  | 30%
0M-3775 | CW Supervisory RS422 | 562 | 30% | 396.3505
0M-3776 | CW Supervisory RS485 | 562 | 30% | 396.3505
» Cooling » NetworkAIR CW |  |  | 30%
0M-3784 | CW 20KW Downflow Frame W/ Remote Display | 283 | 30% | 199.5858
0M-3785 | CW 20-27KW Upflow Frame - Front Return W/ Remote Display | 1575 | 30% | 1110.7688
Uniflair Room Cooling » Cooling » NetworkAIR CW |  |  | 30%
0M-3787 | CW 20KW Upflow Frame - Rear Return W/ Remote Display | 3025 | 30% | 2133.3812
» Cooling » NetworkAIR CW |  |  | 30%
0M-3788 | CW 27KW Downflow Frame W/ Remote Display | 283 | 30% | 199.5858
0M-3789 | CW 27KW Upflow Frame - Rear Return W/ Remote Display | 3025 | 30% | 2133.3812
Uniflair Room Cooling » Cooling » NetworkAIR CW |  |  | 30%
0M-3790 | CW Microprocessor Redundant Unit Grouping | 2280 | 30% | 1607.97
» Cooling » NetworkAIR CW |  |  | 30%
0M-3891 | SUB ASSY CW100 PULLEY & BELT 60HZ 15HP MOTOR | Call for Quote | 30%
0M-3932 | CW 87KW Optional Pulley and Belt 60HZ | 704 | 30% | 496.496
Uniflair Room Cooling » Cooling » NetworkAIR CW |  |  | 30%
0M-3960 | CW Electrical Insert - Busbar/Endcaps, 230V & 460V | 126 | 30% | 88.8615
» Cooling » NetworkAIR CW |  |  | 30%
0M-3972 | CW Circuit Breaker Buss Master/Slave | Call for Quote | 30%
0M-4324 | CW INLET 2 | Call for Quote | 30%
0M-4325 | CW INLET 3 | Call for Quote | 30%
0M-4326A | CW INLET 1 | Call for Quote | 30%
0M-4327 | CW INLET 4 | Call for Quote | 30%
0M-4328 | CW INLET 5 | Call for Quote | 30%
0M-4329 | CW INLET 6 | Call for Quote | 30%
0M-4330 | CW INLET 7 | Call for Quote | 30%
0M-4331 | CW INLET 8 | Call for Quote | 30%
0M-4332 | CW INLET 9 | Call for Quote | 30%
0M-4333 | CW INLET 10 | Call for Quote | 30%
0M-4334 | CW INLET 11 | Call for Quote | 30%
0M-4335 | CW INLET 12 | Call for Quote | 30%
0M-4336A | CW INLET 13 | Call for Quote | 30%
0M-4337 | CW INLET 14 | Call for Quote | 30%
0M-4338 | CW INLET 15 | Call for Quote | 30%
0M-4339 | CW INLET 16 | Call for Quote | 30%
0M-4340 | CW INLET 17 | Call for Quote | 30%
0M-4341 | CW INLET 18 | Call for Quote | 30%
0M-4342A | CW INLET 19 | Call for Quote | 30%
0M-4343 | CW INLET 20 | Call for Quote | 30%
0M-4344 | CW INLET 21 | Call for Quote | 30%
0M-4345 | CW INLET 22 | Call for Quote | 30%
0M-4346 | CW INLET 23 | Call for Quote | 30%
0M-4347 | CW INLET 24 | Call for Quote | 30%
0M-4348A | CW INLET 25 | Call for Quote | 30%
0M-4349 | CW INLET 26 | Call for Quote | 30%
0M-4350 | CW INLET 27 | Call for Quote | 30%
0M-4351 | CW INLET 28 | Call for Quote | 30%
0M-4352 | CW INLET 29 | Call for Quote | 30%
0M-4353 | CW INLET 30 | Call for Quote | 30%
0M-4354 | CW INLET 31 | Call for Quote | 30%
0M-4355 | CW INLET 32 | Call for Quote | 30%
0M-4356 | CW INLET 33 | Call for Quote | 30%
0M-4357 | CW INLET 34 | Call for Quote | 30%
0M-4358 | CW INLET 35 | Call for Quote | 30%
0M-4359 | CW INLET 36 | Call for Quote | 30%
0M-4360A | CW INLET 37 | Call for Quote | 30%
0M-4361 | CW INLET 38 | Call for Quote | 30%
0M-4362 | CW INLET 39 | Call for Quote | 30%
0M-4362A | SUB ASSY INLET 39 CW | Call for Quote | 30%
0M-4363 | CW INLET 40 | Call for Quote | 30%
0M-4364 | CW INLET 41 | Call for Quote | 30%
0M-4365 | CW INLET 42 | Call for Quote | 30%
0M-4366 | CW INLET 43 | Call for Quote | 30%
0M-4367 | CW INLET 44 | Call for Quote | 30%
0M-4368 | CW INLET 45 | Call for Quote | 30%
0M-4369 | CW INLET 46 | Call for Quote | 30%
0M-4370 | CW INLET 47 | Call for Quote | 30%
0M-4371 | CW INLET 48 | Call for Quote | 30%
Uniflair Room Cooling » Cooling » NetworkAIR CW |  |  | 30%
0M-4372A | CW INLET 49 | Call for Quote | 30%
0M-4373 | CW INLET 50 | Call for Quote | 30%
0M-4374A | CW INLET 51 | Call for Quote | 30%
0M-4375 | CW INLET 52 | Call for Quote | 30%
0M-4376 | CW INLET 53 | Call for Quote | 30%
0M-4377 | CW INLET 54 | Call for Quote | 30%
0M-4378A | CW INLET 55 | Call for Quote | 30%
0M-4379 | CW INLET 56 | Call for Quote | 30%
0M-4380 | CW INLET 57 | Call for Quote | 30%
0M-4381 | CW INLET 58 | Call for Quote | 30%
0M-4382 | CW INLET 59 | Call for Quote | 30%
0M-4383 | CW INLET 60 | Call for Quote | 30%
» Cooling » NetworkAIR CW |  |  | 30%
0M-4384A | CW INLET 61 | Call for Quote | 30%
0M-4385 | CW INLET 62 | Call for Quote | 30%
0M-4386 | CW INLET 63 | Call for Quote | 30%
0M-4387 | CW INLET 64 | Call for Quote | 30%
0M-4388 | CW INLET 65 | Call for Quote | 30%
0M-4389 | CW INLET 66 | Call for Quote | 30%
0M-4390 | CW INLET 67 | Call for Quote | 30%
0M-4391 | CW INLET 68 | Call for Quote | 30%
0M-4392 | CW INLET 69 | Call for Quote | 30%
0M-4393 | CW INLET 70 | Call for Quote | 30%
0M-4394 | CW INLET 71 | Call for Quote | 30%
0M-4395 | CW INLET 72 | Call for Quote | 30%
0M-4396 | CW INLET 73 | Call for Quote | 30%
0M-4397 | CW INLET 74 | Call for Quote | 30%
0M-4398 | CW INLET 75 | Call for Quote | 30%
0M-4399 | CW INLET 76 | Call for Quote | 30%
0M-4400 | CW INLET 77 | Call for Quote | 30%
0M-4401 | CW INLET 78 | Call for Quote | 30%
0M-4402 | CW INLET 79 | Call for Quote | 30%
0M-4403 | CW INLET 80 | Call for Quote | 30%
0M-4404 | CW OUTLET 1 | Call for Quote | 30%
0M-4405 | CW OUTLET 2 | Call for Quote | 30%
0M-4406 | CW OUTLET 3 | Call for Quote | 30%
0M-4407 | CW OUTLET 4 | Call for Quote | 30%
0M-4408 | CW OUTLET 5 | Call for Quote | 30%
0M-4409 | CW OUTLET 6 | Call for Quote | 30%
0M-4410 | CW OUTLET 7 | Call for Quote | 30%
0M-4411 | CW OUTLET 8 | Call for Quote | 30%
0M-4412 | CW OUTLET 9 | Call for Quote | 30%
0M-4413 | CW OUTLET 10 | Call for Quote | 30%
0M-4414A | CW OUTLET 11 | Call for Quote | 30%
0M-4415 | CW OUTLET 12 | Call for Quote | 30%
0M-4416 | CW OUTLET 13 | Call for Quote | 30%
0M-4417 | CW OUTLET 14 | Call for Quote | 30%
0M-4418 | CW OUTLET 15 | Call for Quote | 30%
0M-4419 | CW OUTLET 16 | Call for Quote | 30%
0M-4420 | CW OUTLET 17 | Call for Quote | 30%
0M-4421 | CW OUTLET 18 | Call for Quote | 30%
0M-4422 | CW OUTLET 19 | Call for Quote | 30%
0M-4423 | CW OUTLET 20 | Call for Quote | 30%
0M-4424 | CW OUTLET 21 | Call for Quote | 30%
0M-4425 | CW OUTLET 22 | Call for Quote | 30%
0M-4426 | CW OUTLET 23 | Call for Quote | 30%
0M-4427 | CW OUTLET 24 | Call for Quote | 30%
0M-4428 | CW OUTLET 25 | Call for Quote | 30%
0M-4429 | CW OUTLET 26 | Call for Quote | 30%
0M-4430A | CW OUTLET 27 | Call for Quote | 30%
0M-4431 | CW OUTLET 28 | Call for Quote | 30%
0M-4432 | CW OUTLET 29 | Call for Quote | 30%
0M-4433 | CW OUTLET 30 | Call for Quote | 30%
0M-4434 | CW OUTLET 31 | Call for Quote | 30%
0M-4435 | CW OUTLET 32 | Call for Quote | 30%
0M-4436 | CW OUTLET 33 | Call for Quote | 30%
0M-4437 | CW OUTLET 34 | Call for Quote | 30%
0M-4438 | CW OUTLET 35 | Call for Quote | 30%
0M-4439 | CW OUTLET 36 | Call for Quote | 30%
0M-4440 | CW OUTLET 37 | Call for Quote | 30%
0M-4441 | CW OUTLET 38 | Call for Quote | 30%
0M-4442 | CW OUTLET 39 | Call for Quote | 30%
0M-4443 | CW OUTLET 40 | Call for Quote | 30%
0M-4444 | CW OUTLET 41 | Call for Quote | 30%
0M-4445 | CW OUTLET 42 | Call for Quote | 30%
0M-4446 | CW OUTLET 43 | Call for Quote | 30%
0M-4446A | CW OUTLET 43 | Call for Quote | 30%
0M-4447 | CW OUTLET 44 | Call for Quote | 30%
0M-4448 | CW OUTLET 45 | Call for Quote | 30%
0M-4449 | CW OUTLET 46 | Call for Quote | 30%
0M-4450 | CW OUTLET 47 | Call for Quote | 30%
0M-4451 | CW OUTLET 48 | Call for Quote | 30%
0M-4452 | CW OUTLET 49 | Call for Quote | 30%
0M-4453 | CW OUTLET 50 | Call for Quote | 30%
0M-4454 | CW OUTLET 51 | Call for Quote | 30%
0M-4455 | CW OUTLET 52 | Call for Quote | 30%
0M-4456 | CW OUTLET 53 | Call for Quote | 30%
0M-4457 | CW OUTLET 54 | Call for Quote | 30%
0M-4458 | CW OUTLET 55 | Call for Quote | 30%
0M-4459 | CW OUTLET 56 | Call for Quote | 30%
0M-4460 | CW OUTLET 57 | Call for Quote | 30%
0M-4461 | CW OUTLET 58 | Call for Quote | 30%
0M-4462A | CW OUTLET 59 | Call for Quote | 30%
0M-4463 | CW OUTLET 60 | Call for Quote | 30%
0M-4464 | CW OUTLET 61 | Call for Quote | 30%
0M-4465 | CW OUTLET 62 | Call for Quote | 30%
0M-4466 | CW OUTLET 63 | Call for Quote | 30%
0M-4467 | CW OUTLET 64 | Call for Quote | 30%
Uniflair Room Cooling » Cooling » NetworkAIR CW |  |  | 30%
0M-4468 | CW OUTLET 65 | Call for Quote | 30%
0M-4469 | CW OUTLET 66 | Call for Quote | 30%
0M-4470A | CW OUTLET 67 | Call for Quote | 30%
0M-4471 | CW OUTLET 68 | Call for Quote | 30%
0M-4472A | CW OUTLET 69 | Call for Quote | 30%
0M-4473 | CW OUTLET 70 | Call for Quote | 30%
0M-4474 | CW OUTLET 71 | Call for Quote | 30%
0M-4475 | CW OUTLET 72 | Call for Quote | 30%
0M-4476 | CW OUTLET 73 | Call for Quote | 30%
0M-4477 | CW OUTLET 74 | Call for Quote | 30%
0M-4478 | CW OUTLET 75 | Call for Quote | 30%
0M-4479 | CW OUTLET 76 | Call for Quote | 30%
0M-4480 | CW OUTLET 77 | Call for Quote | 30%
0M-4481 | CW OUTLET 78 | Call for Quote | 30%
0M-4482 | CW OUTLET 79 | Call for Quote | 30%
0M-4483 | CW OUTLET 80 | Call for Quote | 30%
» Cooling » NetworkAIR CW |  |  | 30%
0M-4484 | CW OUTLET 81 | Call for Quote | 30%
0M-4485 | CW OUTLET 82 | Call for Quote | 30%
0M-4486 | CW OUTLET 83 | Call for Quote | 30%
0M-4487 | CW OUTLET 84 | Call for Quote | 30%
0M-4488 | CW OUTLET 85 | Call for Quote | 30%
0M-4489A | CW OUTLET 86 | Call for Quote | 30%
0M-4490 | CW OUTLET 87 | Call for Quote | 30%
0M-4491 | CW OUTLET 88 | Call for Quote | 30%
0M-4492 | CW OUTLET 89 | Call for Quote | 30%
0M-4493 | CW OUTLET 90 | Call for Quote | 30%
0M-4494 | CW OUTLET 91 | Call for Quote | 30%
0M-4495 | CW OUTLET 92 | Call for Quote | 30%
0M-4496 | CW OUTLET 93 | Call for Quote | 30%
0M-4497 | CW OUTLET 94 | Call for Quote | 30%
0M-4498 | CW OUTLET 95 | Call for Quote | 30%
0M-4499 | CW OUTLET 96 | Call for Quote | 30%
0M-4503 | CW OUTLET 100 | Call for Quote | 30%
0M-4504 | CW COIL ADAP 1 | Call for Quote | 30%
0M-4505 | CW COIL ADAP 2 | Call for Quote | 30%
0M-4506 | CW COIL ADAP 3 | Call for Quote | 30%
0M-4507 | CW COIL ADAP 4 | Call for Quote | 30%
0M-4508 | CW COIL ADAP 5 | Call for Quote | 30%
0M-4509 | CW COIL ADAP 6 | Call for Quote | 30%
0M-4510 | CW COIL ADAP 7 | Call for Quote | 30%
0M-4511 | CW COIL ADAP 8 | Call for Quote | 30%
0M-4512 | CW COIL ADAP 9 | Call for Quote | 30%
0M-4513 | CW COIL ADAP 10 | Call for Quote | 30%
0M-4514 | CW COIL ADAP 11 | Call for Quote | 30%
0M-4515 | CW COIL ADAP 12 | Call for Quote | 30%
Uniflair Room Cooling » Cooling » NetworkAIR CW |  |  | 30%
0M-4516 | CW COIL ADAP 13 | Call for Quote | 30%
0M-4517A | CW COIL ADAP 14 | Call for Quote | 30%
» Cooling » NetworkAIR CW |  |  | 30%
0M-4518 | CW COIL ADAP 15 | Call for Quote | 30%
0M-4519 | CW COIL ADAP 16 | Call for Quote | 30%
0M-4520 | CW COIL ADAP 17 | Call for Quote | 30%
0M-4521 | CW COIL ADAP 18 | Call for Quote | 30%
0M-4522 | CW COIL ADAP 19 | Call for Quote | 30%
Uniflair Room Cooling » Cooling » NetworkAIR CW |  |  | 30%
0M-4523 | CW COIL ADAP 20 | Call for Quote | 30%
» Cooling » NetworkAIR CW |  |  | 30%
0M-4524 | CW COIL ADAP 21 | Call for Quote | 30%
0M-4525 | CW COIL ADAP 22 | Call for Quote | 30%
Uniflair Room Cooling » Cooling » NetworkAIR CW |  |  | 30%
0M-4526A | CW COIL ADAP 23 | Call for Quote | 30%
» Cooling » NetworkAIR CW |  |  | 30%
0M-4527 | CW COIL ADAP 24 | Call for Quote | 30%
0M-4528 | CW 180'S 1 | Call for Quote | 30%
0M-4529 | CW 180'S 2 | Call for Quote | 30%
0M-4530 | CW 180'S 3 | Call for Quote | 30%
0M-4531 | CW 180'S 4 | Call for Quote | 30%
0M-4532 | CW 180'S 5 | Call for Quote | 30%
0M-4533 | CW 180'S 6 | Call for Quote | 30%
0M-4534 | CW 180'S 7 | Call for Quote | 30%
0M-4535 | CW 180'S 8 | Call for Quote | 30%
0M-4536 | CW 180'S 9 | Call for Quote | 30%
0M-4537 | CW 180'S 10 | Call for Quote | 30%
0M-4538 | CW 180'S 11 | Call for Quote | 30%
0M-4539 | CW 180'S 12 | Call for Quote | 30%
0M-4540 | CW 180'S 13 | Call for Quote | 30%
0M-4541 | CW 180'S 14 | Call for Quote | 30%
0M-4542 | CW 180'S 15 | Call for Quote | 30%
0M-4543 | CW 180'S 16 | Call for Quote | 30%
Uniflair Room Cooling » Cooling » NetworkAIR CW |  |  | 30%
0M-4544 | CW 180S 17 | Call for Quote | 30%
0M-4545A | CW 180S 18 | Call for Quote | 30%
0M-4546 | CW 180S 19 | Call for Quote | 30%
0M-4547 | CW 180S 20 | Call for Quote | 30%
» Cooling » NetworkAIR CW |  |  | 30%
0M-4548 | CW 180'S 21 | Call for Quote | 30%
0M-4549 | CW 180'S 22 | Call for Quote | 30%
0M-4550 | CW 180'S 23 | Call for Quote | 30%
0M-4552 | CW DRAIN 1 | Call for Quote | 30%
Uniflair Room Cooling » Cooling » NetworkAIR CW |  |  | 30%
0M-4553 | CW DRAIN 2 | Call for Quote | 30%
» Cooling » NetworkAIR CW |  |  | 30%
0M-4554 | CW DRAIN 3 | Call for Quote | 30%
0M-4555 | CW DRAIN 4 | Call for Quote | 30%
0M-4556 | CW DRAIN 5 | Call for Quote | 30%
0M-4557 | CW DRAIN 6 | Call for Quote | 30%
0M-4558 | CW DRAIN 7 | Call for Quote | 30%
0M-4559 | CW DRAIN 8 | Call for Quote | 30%
0M-4560 | CW DRAIN 9 | Call for Quote | 30%
0M-4561 | CW DRAIN 10 | Call for Quote | 30%
0M-4562 | CW DRAIN 11 | Call for Quote | 30%
0M-4563 | CW DRAIN 12 | Call for Quote | 30%
0M-4564 | CW HUMIDIFIER DRAIN 1 | Call for Quote | 30%
0M-4565 | CW HUMIDIFIER DRAIN 2 | Call for Quote | 30%
0M-4566 | CW HUMIDIFIER DRAIN 3 | Call for Quote | 30%
0M-4567A | CW HUMIDIFIER DRAIN 4 | Call for Quote | 30%
Uniflair Room Cooling » Cooling » NetworkAIR CW |  |  | 30%
0M-4568 | CW HUMIDIFIER DRAIN 5 | Call for Quote | 30%
0M-4569 | CW HUMIDIFIER DRAIN 6 | Call for Quote | 30%
0M-4570 | CW HUMIDIFIER DRAIN 7 | Call for Quote | 30%
0M-4571 | CW HUMIDIFIER DRAIN 8 | Call for Quote | 30%
0M-4572 | CW HUMIDIFIER DRAIN 9 | Call for Quote | 30%
0M-4573 | CW HUMIDIFIER DRAIN 10 | Call for Quote | 30%
0M-4574 | CW CONDENSATE IN 1 | Call for Quote | 30%
0M-4575 | CW CONDENSATE IN 2 | Call for Quote | 30%
» Cooling » NetworkAIR CW |  |  | 30%
0M-4576 | CW CONDENSATE IN 3 | Call for Quote | 30%
0M-4577 | CW CONDENSATE IN 4 | Call for Quote | 30%
0M-4578 | CW CONDENSATE IN 5 | Call for Quote | 30%
0M-4579 | CW CONDENSATE IN 6 | Call for Quote | 30%
0M-4580 | CW CONDENSATE IN 7 | Call for Quote | 30%
0M-4581 | CW CONDENSATE IN 8 | Call for Quote | 30%
0M-4582 | CW OUTLET 97 | Call for Quote | 30%
0M-4583 | CW OUTLET 98 | Call for Quote | 30%
0M-4584 | CW OUTLET 99 | Call for Quote | 30%
Uniflair Room Cooling » Cooling » NetworkAIR CW |  |  | 30%
0M-4585 | CW CONDENSATE OUT 1 | Call for Quote | 30%
» Cooling » NetworkAIR CW |  |  | 30%
0M-4586 | CW CONDENSATE OUT 2 | Call for Quote | 30%
0M-4587 | CW CONDENSATE OUT 3 | Call for Quote | 30%
0M-4588 | CW CONDENSATE OUT 4 | Call for Quote | 30%
0M-4589 | CW RH INLET 1 | Call for Quote | 30%
0M-4590 | CW RH INLET 2 | Call for Quote | 30%
0M-4591 | CW RH INLET 3 | Call for Quote | 30%
0M-4592 | CW RH INLET 4 | Call for Quote | 30%
0M-4593 | CW RH INLET 5 | Call for Quote | 30%
0M-4594 | CW RH INLET 6 | Call for Quote | 30%
0M-4595 | CW RH INLET 7 | Call for Quote | 30%
0M-4596 | CW RH INLET 8 | Call for Quote | 30%
0M-4597 | CW RH INLET 9 | Call for Quote | 30%
0M-4598 | CW RH INLET 10 | Call for Quote | 30%
0M-4599 | CW RH INLET 11 | Call for Quote | 30%
0M-4600 | CW RH INLET 12 | Call for Quote | 30%
0M-4601 | CW RH INLET 13 | Call for Quote | 30%
0M-4602 | CW RH INLET 14 | Call for Quote | 30%
0M-4603 | CW RH INLET 15 | Call for Quote | 30%
0M-4604 | CW RH INLET 16 | Call for Quote | 30%
0M-4605 | CW RH INLET 17 | Call for Quote | 30%
0M-4606 | CW RH INLET 18 | Call for Quote | 30%
0M-4607 | CW RH INLET 19 | Call for Quote | 30%
0M-4608 | CW RH INLET 20 | Call for Quote | 30%
0M-4609 | CW RH INLET 21 | Call for Quote | 30%
0M-4610 | CW RH INLET 22 | Call for Quote | 30%
0M-4611 | CW RH INLET 23 | Call for Quote | 30%
0M-4612 | CW RH INLET 24 | Call for Quote | 30%
0M-4613 | CW RH INLET 25 | Call for Quote | 30%
0M-4614 | CW RH INLET 26 | Call for Quote | 30%
0M-4615 | CW RH INLET 27 | Call for Quote | 30%
0M-4616 | CW RH INLET 28 | Call for Quote | 30%
0M-4617 | CW RH INLET 29 | Call for Quote | 30%
0M-4618 | CW RH INLET 30 | Call for Quote | 30%
0M-4619 | CW RH INLET 31 | Call for Quote | 30%
0M-4620 | CW RH INLET 32 | Call for Quote | 30%
0M-4621 | CW RH OUTLET 1 | Call for Quote | 30%
0M-4622 | CW RH OUTLET 2 | Call for Quote | 30%
0M-4623 | CW RH OUTLET 3 | Call for Quote | 30%
0M-4624 | CW RH OUTLET 4 | Call for Quote | 30%
0M-4625 | CW RH OUTLET 5 | Call for Quote | 30%
0M-4626 | CW RH OUTLET 6 | Call for Quote | 30%
0M-4627 | CW RH OUTLET 7 | Call for Quote | 30%
0M-4628 | CW RH OUTLET 8 | Call for Quote | 30%
0M-4629 | CW RH OUTLET 9 | Call for Quote | 30%
0M-4630 | CW RH OUTLET 10 | Call for Quote | 30%
0M-4631 | CW RH OUTLET 11 | Call for Quote | 30%
0M-4632 | CW RH OUTLET 12 | Call for Quote | 30%
0M-4633 | CW RH OUTLET 13 | Call for Quote | 30%
0M-4634 | CW RH OUTLET 14 | Call for Quote | 30%
0M-4635 | CW RH OUTLET 15 | Call for Quote | 30%
0M-4636 | CW RH OUTLET 16 | Call for Quote | 30%
0M-4637 | CW RH OUTLET 17 | Call for Quote | 30%
0M-4638 | CW RH OUTLET 18 | Call for Quote | 30%
0M-4639 | CW RH OUTLET 19 | Call for Quote | 30%
0M-4640 | CW RH OUTLET 20 | Call for Quote | 30%
0M-4641 | CW RH OUTLET 21 | Call for Quote | 30%
0M-4642 | CW RH OUTLET 22 | Call for Quote | 30%
0M-4643 | CW RH OUTLET 23 | Call for Quote | 30%
0M-4644 | CW RH OUTLET 24 | Call for Quote | 30%
0M-4645 | CW RH OUTLET 25 | Call for Quote | 30%
0M-4646 | CW RH OUTLET 26 | Call for Quote | 30%
0M-4647 | CW RH OUTLET 27 | Call for Quote | 30%
0M-4648 | CW RH OUTLET 28 | Call for Quote | 30%
0M-4649 | CW RH OUTLET 29 | Call for Quote | 30%
0M-4650 | CW RH OUTLET 30 | Call for Quote | 30%
0M-4651 | CW RH OUTLET 31 | Call for Quote | 30%
0M-4652 | CW RH OUTLET 32 | Call for Quote | 30%
0M-4653 | CW COIL TO VALVE 1 | Call for Quote | 30%
0M-4654 | CW COIL TO VALVE 2 | Call for Quote | 30%
0M-4655 | CW COIL TO VALVE 3 | Call for Quote | 30%
0M-4656 | CW COIL TO VALVE 4 | Call for Quote | 30%
0M-4657 | CW COIL TO VALVE 5 | Call for Quote | 30%
0M-4658 | CW COIL TO VALVE 6 | Call for Quote | 30%
0M-4659 | CW COIL TO VALVE 7 | Call for Quote | 30%
0M-4660 | CW COIL TO VALVE 8 | Call for Quote | 30%
0M-4661 | CW COIL TO VALVE 9 | Call for Quote | 30%
0M-4662 | CW COIL TO VALVE 10 | Call for Quote | 30%
0M-4663 | CW COIL TO VALVE 11 | Call for Quote | 30%
0M-4664 | CW COIL TO VALVE 12 | Call for Quote | 30%
0M-4665 | CW COIL TO VALVE 13 | Call for Quote | 30%
0M-4666 | CW COIL TO VALVE 14 | Call for Quote | 30%
0M-4667 | CW COIL TO VALVE 15 | Call for Quote | 30%
0M-4668 | CW COIL TO VALVE 16 | Call for Quote | 30%
0M-4669 | CW COIL TO VALVE 17 | Call for Quote | 30%
0M-4670 | CW COIL TO VALVE 18 | Call for Quote | 30%
0M-4671 | CW COIL TO VALVE 19 | Call for Quote | 30%
0M-4672 | CW COIL TO VALVE 20 | Call for Quote | 30%
0M-4673 | CW COIL TO VALVE 21 | Call for Quote | 30%
0M-4674 | CW COIL TO VALVE 22 | Call for Quote | 30%
0M-4675 | CW COIL TO VALVE 23 | Call for Quote | 30%
0M-4676 | CW COIL TO VALVE 24 | Call for Quote | 30%
0M-4677 | CW COIL TO VALVE 25 | Call for Quote | 30%
0M-4678 | CW COIL TO VALVE 26 | Call for Quote | 30%
0M-4679 | CW COIL TO VALVE 27 | Call for Quote | 30%
0M-4680 | CW COIL TO VALVE 28 | Call for Quote | 30%
0M-4681 | CW COIL TO VALVE 29 | Call for Quote | 30%
0M-4682 | CW COIL TO VALVE 30 | Call for Quote | 30%
0M-4683 | CW COIL TO VALVE 31 | Call for Quote | 30%
0M-4684 | CW COIL TO VALVE 32 | Call for Quote | 30%
0M-4750 | CW Main Power Circuit Breaker, 60 AMP | Call for Quote | 30%
Uniflair Room Cooling » Cooling » NetworkAIR CW |  |  | 30%
0M-4907 | CW CONDENSATE PUMP OVERFLOW - REMOTE ALARM 50HZ | 395 | 30% | 278.5738
0M-4908 | CW CONDENSATE PUMP OVERFLOW - REMOTE ALARM 575V | 1520 | 30% | 1071.98
0M-4909 | CW CONDENSATE PUMP OVERFLOW - REMOTE ALARM 230V | 1520 | 30% | 1071.98
» Cooling » NetworkAIR CW |  |  | 30%
0M-4941 | CW 175KW PULLEY AND BELT | Call for Quote | 30%
0M-5000A | CW 180'S 24 | Call for Quote | 30%
0M-5006 | CW 41-70KW UPFLOW FRAME - FRONT RETURN W/REMOTE DISPLAY | 1575 | 30% | 1110.7688
0M-5056 | CW 105KW PULLEY AND BELT 50HZ | Call for Quote | 30%
Uniflair Room Cooling » Cooling » NetworkAIR CW |  |  | 30%
0M-5795 | CW MAIN POWER CIRCUIT BREAKER, 230V & 460V | 254 | 30% | 179.1335
0M-5796 | CW MAIN POWER CIRCUIT BREAKER, 575V | 254 | 30% | 179.1335
0M-6522 | SUB ASSY CW LOCAL SENSOR | 506 | 30% | 356.8565
0M-6755 | REHEAT ELECTRIC HIGH OUTPUT UF 575-600V | 3510 | 30% | 2475.4275
0M-6756 | REHEAT ELECTRIC HIGH OUTPUT UF 200-240V | 3510 | 30% | 2475.4275
0M-6757 | REHEAT ELECTRIC HIGH OUTPUT UF 380-415V | 3510 | 30% | 2475.4275
0M-70219 | CW CLOGGED FILTER - REMOTE ALARM | 395 | 30% | 278.5738
» Cooling » NetworkAIR CW |  |  | 30%
0M-70221 | CW FAN STATUS - REMOTE ALARM | 395 | 30% | 278.5738
0M-70483 | CW 41-70KW DOWNFLOW FRAME | Call for Quote | 30%
0M-70484 | CW 41-70KW UPFLOW FRAME - FRONT RETURN | 1295 | 30% | 913.2987
0M-70485 | CW 41-70KW UPFLOW FRAME - REAR RETURN | 2745 | 30% | 1935.9112
0M-70486 | CW 87-105KW DOWNFLOW FRAME | Call for Quote | 30%
0M-70487 | CW 87-105KW UPFLOW FRAME - FRONT RETURN | 1295 | 30% | 913.2987
0M-70488 | CW 87-105KW UPFLOW FRAME - REAR RETURN | 2745 | 30% | 1935.9112
0M-70489 | CW 123-140KW UPFLOW FRAME - FRONT RETURN | 1295 | 30% | 913.2987
0M-70490 | CW 123-140KW DOWNFLOW FRAME | Call for Quote | 30%
0M-70491 | CW 123-140KW UPFLOW FRAME - REAR RETURN | 2745 | 30% | 1935.9112
Uniflair Room Cooling » Cooling » NetworkAIR CW |  |  | 30%
0M-70492 | CW100 DOWNFLOW FRAME | 29420 | 30% | 20748.455
0M-70493 | CW100 UPFLOW FRAME- FRONT RETURN | 40545 | 30% | 28594.3613
» Cooling » NetworkAIR CW |  |  | 30%
0M-70494 | CW 175-210KW UPFLOW FRAME - REAR RETURN | 6600 | 30% | 4654.65
0M-70495 | CW 175-210KW DOWNFLOW FRAME - 6 ROW COIL | 1045 | 30% | 736.9863
0M-70496 | CW 175-210KW UPFLOW FRAME - FRONT RETURN - 6 ROW COIL | 2335 | 30% | 1646.7588
0M-70497 | CW 175-210KW UPFLOW FRAME - REAR RETURN 6-ROW COIL | 6600 | 30% | 4654.65
0M-70506 | CW 41KW 2-WAY CHILLED WATER VALVE | 15935 | 30% | 11238.1588
0M-70507 | CW 50KW 2-WAY CHILLED WATER VALVE | 17480 | 30% | 12327.77
0M-70508 | CW 70KW 2-WAY CHILLED WATER VALVE | 19045 | 30% | 13431.4862
0M-70509 | CW 87KW 2-WAY CHILLED WATER VALVE | 20715 | 30% | 14609.2537
0M-70511 | CW 105KW 2-WAY CHILLED WATER VALVE | 22260 | 30% | 15698.865
0M-70512 | CW 123KW 2-WAY CHILLED WATER VALVE | 23750 | 30% | 16749.6875
0M-70513 | CW 140KW 2-WAY CHILLED WATER VALVE | 25290 | 30% | 17835.7725
0M-70514 | CW 175-210KW 2-WAY CHILLED WATER VALVE | 26985 | 30% | 19031.1712
0M-70515 | CW 140-210KW 2-WAY COIL | 4485 | 30% | 3163.0463
0M-70529 | CW 41KW 3-WAY CHILLED WATER VALVE | 15935 | 30% | 11238.1588
0M-70530 | CW 50KW 3-WAY CHILLED WATER VALVE | 17480 | 30% | 12327.77
0M-70531 | CW 70KW 3-WAY CHILLED WATER VALVE | 19045 | 30% | 13431.4862
0M-70532 | CW 87KW 3-WAY CHILLED WATER VALVE | 20715 | 30% | 14609.2537
0M-70533 | CW 105KW 3-WAY CHILLED WATER VALVE | 22260 | 30% | 15698.865
0M-70535 | CW 123KW 3-WAY CHILLED WATER VALVE | 23750 | 30% | 16749.6875
0M-70536 | CW 140KW 3-WAY CHILLED WATER VALVE | 25290 | 30% | 17835.7725
0M-70537 | CW 175-210KW 3-WAY CHILLED WATER VALVE | 26985 | 30% | 19031.1712
0M-70611 | CW ELECTRIC REHEAT, 41-70KW, 230V, DOWNFLOW | 1015 | 30% | 715.8288
Uniflair Room Cooling » Cooling » NetworkAIR CW |  |  | 30%
0M-70620 | CW100 HUMIDIFIER 17LB/HR 230V | 1015 | 30% | 715.8288
0M-70621 | CW100 HUMIDIFIER 17LB/HR 460V | 1015 | 30% | 715.8288
» Cooling » NetworkAIR CW |  |  | 30%
0M-70622 | CW HUMIDIFIER 17LB/HR 380V, 41-210KW | 4380 | 30% | 3088.995
Uniflair Room Cooling » Cooling » NetworkAIR CW |  |  | 30%
0M-70623 | CW100 HUMIDIFIER 17LB/HR 575V | 1015 | 30% | 715.8288
» Cooling » NetworkAIR CW |  |  | 30%
0M-70624 | CW HUMIDIFIER 20LB/HR 230V, 41-210KW | 5845 | 30% | 4122.1862
0M-70625 | CW HUMIDIFIER 20LB/HR 460V, 41-210KW | 5845 | 30% | 4122.1862
0M-70626 | CW HUMIDIFIER 20LB/HR 380V, 41-210KW | 5845 | 30% | 4122.1862
0M-70627 | CW HUMIDIFIER 20LB/HR 575V, 41-210KW | 5845 | 30% | 4122.1862
0M-70634 | CW HUMIDIFIER BRACKET HOSE 41-70KW - UPFLOW | Call for Quote | 30%
0M-70636 | CW HUMIDIFIER BRACKET HOSE 87-105KW - UPFLOW | Call for Quote | 30%
0M-70637 | CW HUMIDIFIER BRACKET HOSE 87-105KW - DOWNFLOW | Call for Quote | 30%
0M-70639 | CW HUMIDIFIER BRACKET HOSE 123-140KW - DOWNFLOW | Call for Quote | 30%
Uniflair Room Cooling » Cooling » NetworkAIR CW |  |  | 30%
0M-70640 | CW100 HUMIDIFIER BRACKET HOSE UPFLOW | 632 | 30% | 445.718
0M-70641 | CW100 HUMIDIFIER BRACKET HOSE DOWNFLOW | 632 | 30% | 445.718
» Cooling » NetworkAIR CW |  |  | 30%
0M-70649 | CW ELECTRIC REHEAT, 175-210KW, 380V, DOWNFLOW | 3035 | 30% | 2140.4338
0M-70650 | CW ELECTRIC REHEAT, 123-140KW, 380V, DOWNFLOW | 2025 | 30% | 1428.1313
0M-70651 | CW ELECTRIC REHEAT, 41-70KW, 460V, DOWNFLOW | 1015 | 30% | 715.8288
0M-70652 | CW ELECTRIC REHEAT, 87-105KW, 460V, DOWNFLOW | 2025 | 30% | 1428.1313
0M-70653 | CW ELECTRIC REHEAT, 123-140KW, 460V, DOWNFLOW | 2025 | 30% | 1428.1313
Uniflair Room Cooling » Cooling » NetworkAIR CW |  |  | 30%
0M-70654 | CW100 ELECTRIC REHEAT- 460V DOWNFLOW | 2025 | 30% | 1428.1313
» Cooling » NetworkAIR CW |  |  | 30%
0M-70656 | CW ELECTRIC REHEAT, 41-70KW, 575V, DOWNFLOW | 1015 | 30% | 715.8288
0M-70657 | CW ELECTRIC REHEAT, 41-70KW, 380V, DOWNFLOW | 1015 | 30% | 715.8288
0M-70658 | CW ELECTRIC REHEAT, 87-105KW, 575V, DOWNFLOW | 2025 | 30% | 1428.1313
0M-70659 | CW ELECTRIC REHEAT, 123-140KW, 575V, DOWNFLOW | 2025 | 30% | 1428.1313
Uniflair Room Cooling » Cooling » NetworkAIR CW |  |  | 30%
0M-70660 | CW100 ELECTRIC REHEAT 575V DOWNFLOW | 2025 | 30% | 1428.1313
» Cooling » NetworkAIR CW |  |  | 30%
0M-70661 | CW ELECTRIC REHEAT, 41-70KW, 230V, UPFLOW | 1015 | 30% | 715.8288
0M-70662 | CW ELECTRIC REHEAT, 87-105KW, 230V, UPFLOW | 2025 | 30% | 1428.1313
0M-70663 | CW ELECTRIC REHEAT, 41-70KW, 380V, UPFLOW | 1015 | 30% | 715.8288
0M-70664 | CW ELECTRIC REHEAT, 87-105KW, 380V, UPFLOW | 2025 | 30% | 1428.1313
0M-70665 | CW ELECTRIC REHEAT, 123-140KW, 380V, UPFLOW | 2025 | 30% | 1428.1313
0M-70666 | CW ELECTRIC REHEAT, 175-210KW, 380V, UPFLOW | 3035 | 30% | 2140.4338
0M-70668 | CW ELECTRIC REHEAT, 87-105KW, 460V, UPFLOW | 2025 | 30% | 1428.1313
0M-70670 | CW ELECTRIC REHEAT, 123-140KW, 460V, UPFLOW | 2025 | 30% | 1428.1313
Uniflair Room Cooling » Cooling » NetworkAIR CW |  |  | 30%
0M-70671 | CW100 ELECTRIC REHEAT 460V UPFLOW | 2025 | 30% | 1428.1313
» Cooling » NetworkAIR CW |  |  | 30%
0M-70672 | CW ELECTRIC REHEAT, 41-70KW, 575V, UPFLOW | 1015 | 30% | 715.8288
0M-70673 | CW ELECTRIC REHEAT, 87-105KW, 575V, UPFLOW | 2025 | 30% | 1428.1313
Uniflair Room Cooling » Cooling » NetworkAIR CW |  |  | 30%
0M-70675 | CW100 ELECTRIC REHEAT 575V UPFLOW | 2025 | 30% | 1428.1313
» Cooling » NetworkAIR CW |  |  | 30%
0M-70676 | CW ELECTRIC REHEAT, 123-140KW, 230V, UPFLOW | 2025 | 30% | 1428.1313
Uniflair Room Cooling » Cooling » NetworkAIR CW |  |  | 30%
0M-70677 | CW100 ELECTRIC REHEAT 230V UPFLOW | 2025 | 30% | 1428.1313
» Cooling » NetworkAIR CW |  |  | 30%
0M-71557 | CW ELECTRIC REHEAT, 41-70KW, 230V, DOWNFLOW - EXTRA STAGE | 1620 | 30% | 1142.505
0M-71558 | CW ELECTRIC REHEAT, 87-105KW, 230V, DOWNFLOW - EXTRA STAGE | 2625 | 30% | 1851.2812
0M-71559 | CW ELECTRIC REHEAT, 123-140KW, 230V, DOWNFLOW - EXTRA STAGE | 2625 | 30% | 1851.2812
0M-71560 | CW ELECTRIC REHEAT, 175-210KW, 230V, DOWNFLOW - EXTRA STAGE | 3640 | 30% | 2567.11
0M-71561 | CW ELECTRIC REHEAT, 41-70KW, 380V, DOWNFLOW - EXTRA STAGE | 1620 | 30% | 1142.505
0M-71562 | CW ELECTRIC REHEAT, 123-140KW, 380V, DOWNFLOW - EXTRA STAGE | 2625 | 30% | 1851.2812
0M-71563 | CW ELECTRIC REHEAT, 87-105KW, 380V, DOWNFLOW - EXTRA STAGE | 2625 | 30% | 1851.2812
0M-71564 | CW ELECTRIC REHEAT, 175-210KW, 380V, DOWNFLOW - EXTRA STAGE | 3640 | 30% | 2567.11
0M-71565 | CW ELECTRIC REHEAT, 41-70KW, 460V, DOWNFLOW - EXTRA STAGE | 1620 | 30% | 1142.505
0M-71566 | CW ELECTRIC REHEAT, 87-105KW, 460V, DOWNFLOW - EXTRA STAGE | 2625 | 30% | 1851.2812
0M-71567 | CW ELECTRIC REHEAT, 123-140KW, 460V, DOWNFLOW - EXTRA STAGE | 2625 | 30% | 1851.2812
0M-71568 | CW ELECTRIC REHEAT, 175-210KW, 460V, DOWNFLOW - EXTRA STAGE | 3640 | 30% | 2567.11
0M-71569 | CW ELECTRIC REHEAT, 41-70KW, 575V, DOWNFLOW - EXTRA STAGE | 1620 | 30% | 1142.505
0M-71570 | CW ELECTRIC REHEAT, 87-105KW, 575V, DOWNFLOW - EXTRA STAGE | 2625 | 30% | 1851.2812
0M-71571 | CW ELECTRIC REHEAT, 123-140KW, 575V, DOWNFLOW - EXTRA STAGE | 2625 | 30% | 1851.2812
0M-71572 | CW ELECTRIC REHEAT, 175-210KW, 575V, DOWNFLOW - EXTRA STAGE | 3640 | 30% | 2567.11
0M-71573 | CW ELECTRIC REHEAT, 41-70KW, 230V, UPFLOW - EXTRA STAGE | 1620 | 30% | 1142.505
0M-71574 | CW ELECTRIC REHEAT, 87-105KW, 230V, UPFLOW - EXTRA STAGE | 2625 | 30% | 1851.2812
0M-71575 | CW ELECTRIC REHEAT, 123-140KW, 230V, UPFLOW - EXTRA STAGE | 2625 | 30% | 1851.2812
0M-71576 | CW ELECTRIC REHEAT 175-210KW, 230V, UPFLOW - EXTRA STAGE | 3640 | 30% | 2567.11
0M-71577 | CW ELECTRIC REHEAT, 41-70KW, 380V, UPFLOW - EXTRA STAGE | 1620 | 30% | 1142.505
0M-71578 | CW ELECTRIC REHEAT, 87-105KW, 380V, UPFLOW - EXTRA STAGE | 2625 | 30% | 1851.2812
0M-71579 | CW ELECTRIC REHEAT, 123-140KW, 380V, UPFLOW - EXTRA STAGE | 2625 | 30% | 1851.2812
0M-71580 | CW ELECTRIC REHEAT, 175-210KW, 380V, UPFLOW - EXTRA STAGE | 3640 | 30% | 2567.11
0M-71581 | CW ELECTRIC REHEAT, 41-70KW, 460V, UPFLOW - EXTRA STAGE | 1620 | 30% | 1142.505
0M-71582 | CW ELECTRIC REHEAT, 87-105KW, 460V, UPFLOW - EXTRA STAGE | 2625 | 30% | 1851.2812
0M-71583 | CW ELECTRIC REHEAT, 123-140KW, 460V, UPFLOW - EXTRA STAGE | 2625 | 30% | 1851.2812
0M-71584 | CW ELECTRIC REHEAT, 175-210KW, 460V, UPFLOW - EXTRA STAGE | 3640 | 30% | 2567.11
0M-71585 | CW ELECTRIC REHEAT, 41-70KW, 575V, UPFLOW - EXTRA STAGE | 1620 | 30% | 1142.505
0M-71586 | CW ELECTRIC REHEAT, 87-105KW, 575V, UPFLOW - EXTRA STAGE | 2625 | 30% | 1851.2812
0M-71587 | CW ELECTRIC REHEAT, 123-140KW, 575V, UPFLOW - EXTRA STAGE | 2625 | 30% | 1851.2812
0M-71588 | CW ELECTRIC REHEAT, 175-210KW, 575V, UPFLOW - EXTRA STAGE | 3640 | 30% | 2567.11
0M-71589 | CW HOT WATER REHEAT, 41-70KW, 2-WAY MODULATING | 3235 | 30% | 2281.4838
0M-71590 | CW HOT WATER REHEAT, 87-105KW, 2-WAY MODULATING | 3545 | 30% | 2500.1112
0M-71591 | CW HOT WATER REHEAT, 123-140KW, 2-WAY MODULATING | 3545 | 30% | 2500.1112
0M-71592 | CW HOT WATER REHEAT, 175-210KW, 2-WAY MODULATING | 3850 | 30% | 2715.2125
0M-71593 | CW HOT WATER REHEAT, 41-70KW, 2-WAY ON/OFF | 3025 | 30% | 2133.3812
0M-71595 | CW HOT WATER REHEAT, 87-105KW, 2-WAY ON/OFF | 3330 | 30% | 2348.4825
0M-71596 | CW HOT WATER REHEAT, 123-140KW, 2-WAY ON/OFF | 3330 | 30% | 2348.4825
0M-71597 | CW HOT WATER REHEAT, 175-210KW, 2-WAY ON/OFF | 3640 | 30% | 2567.11
0M-71598 | CW HOT WATER REHEAT, 41-70KW, 3-WAY MODULATING | 3370 | 30% | 2376.6925
0M-71599 | CW HOT WATER REHEAT, 87-105KW, 3-WAY MODULATING | 3685 | 30% | 2598.8463
0M-71600 | CW HOT WATER REHEAT, 123-140KW, 3-WAY MODULATING | 3685 | 30% | 2598.8463
0M-71636 | CW STEAM REHEAT, 41-70KW, 2-WAY ON/OFF | 3025 | 30% | 2133.3812
0M-71637 | CW STEAM REHEAT, 87-105KW, 2-WAY ON/OFF | 3330 | 30% | 2348.4825
0M-71639 | CW STEAM REHEAT, 123-140KW, 2-WAY ON/OFF | 3330 | 30% | 2348.4825
0M-71640 | CW STEAM REHEAT, 175-210KW, 2-WAY ON/OFF | 3640 | 30% | 2567.11
Uniflair Room Cooling » Cooling » NetworkAIR CW |  |  | 30%
0M-74975 | FM CW PIPING 1-1/2" DOWN FLOW | Call for Quote | 30%
0M-74984 | FM CW PIPING UP FLOW BOTTOM DISCHARGE 2 IN | Call for Quote | 30%
» Cooling » NetworkAIR CW |  |  | 30%
0M-74985 | S/A FM CW PIPING UP FLOW TOP DISCGE 1-1/2 IN | 2150 | 30% | 1516.2875
0M-74986 | S/A FM CW PIPING UP FLOW TOP DISCHARGE 2 IN | 2150 | 30% | 1516.2875
Uniflair Room Cooling » Cooling » NetworkAIR CW |  |  | 30%
0M-8073 | CW 100 2-WAY CHILLED WATER VALVE 6-ROW COIL | 7590 | 30% | 5352.8475
0M-8074 | CW 100 3-WAY CHILLED WATER VALVE 6-ROW COIL | 7590 | 30% | 5352.8475
0M-91326 | CW 20-27KW UPFLOW DISCHARGE DUCT FLANGE | 157 | 30% | 110.7242
» Cooling » NetworkAIR CW |  |  | 30%
0M-91344 | CW 41KW PULLEY AND BELT 60HZ | Call for Quote | 30%
0M-91345 | CW 50KW PULLEY AND BELT 60HZ | Call for Quote | 30%
0M-91346 | CW 70KW PULLEY AND BELT 60HZ | Call for Quote | 30%
0M-91347 | CW 87KW PULLEY AND BELT 60HZ | Call for Quote | 30%
0M-91348 | CW 105KW PULLEY AND BELT 60HZ | Call for Quote | 30%
0M-91349 | CW 123KW PULLEY AND BELT 60HZ | Call for Quote | 30%
Uniflair Room Cooling » Cooling » NetworkAIR CW |  |  | 30%
0M-91354 | CW HUMIDIFIER 5LB/HR 460V, 20-27KW | 2195 | 30% | 1548.0238
0M-91355 | CW HUMIDIFIER 10LB/HR 230V, 20-27KW | 2925 | 30% | 2062.8562
0M-91356 | CW HUMIDIFIER 5LB/HR 380V, 20-27KW | 2195 | 30% | 1548.0238
0M-91357 | CW HUMIDIFIER 10LB/HR 380V, 20-27KW | 2925 | 30% | 2062.8562
0M-91358 | CW HUMIDIFIER 5LB/HR 230V, 20-27KW | 2195 | 30% | 1548.0238
0M-91359 | CW HUMIDIFIER 5LB/HR 575V, 20-27KW | 2195 | 30% | 1548.0238
0M-91360 | CW HUMIDIFIER 10LB/HR 460V, 20-27KW | 2925 | 30% | 2062.8562
0M-91361 | CW HUMIDIFIER 10LB/HR 575V, 20-27KW | 2925 | 30% | 2062.8562
0M-91362 | CW 20KW UPFLOW FRAME - REAR RETURN | 2745 | 30% | 1935.9112
0M-91363 | CW 27KW UPFLOW FRAME - REAR RETURN | 2745 | 30% | 1935.9112
0M-91364 | CW 27KW DOWNFLOW FRAME | Call for Quote | 30%
» Cooling » NetworkAIR CW |  |  | 30%
0M-91397 | CW 140KW PULLEY AND BELT 60HZ | Call for Quote | 30%
0M-91398 | CW 175KW PULLEY AND BELT 60HZ | Call for Quote | 30%
0M-91399 | CW 210KW PULLEY AND BELT 60HZ | 1550 | 30% | 1093.1375
Uniflair Room Cooling » Cooling » NetworkAIR CW |  |  | 30%
0M-92091 | CW SPOT WATER DETECTOR - REMOTE ALARM 460V | 506 | 30% | 356.8565
0M-92101 | CW CABLE WATER DETECTOR - REMOTE ALARM | 26 | 30% | 18.3365
0M-92102 | CW FIRESTAT | 279 | 30% | 196.7647
0M-92106 | CW FLOW SWITCH - REMOTE ALARM | 395 | 30% | 278.5738
0M-92109 | CW HUMIDIFIER CANISTER - LOCAL ALARM | 117 | 30% | 82.5142
0M-92110 | CW HUMIDIFIER CANISTER - REMOTE ALARM | 279 | 30% | 196.7647
0M-92118 | CW REMOTE SHUTDOWN 24V | 431 | 30% | 303.9628
0M-92120 | CW REMOTE SHUTDOWN 120V | 760 | 30% | 535.99
0M-92122 | CW REMOTE SHUTDOWN 240V | 760 | 30% | 535.99
0M-92125 | CW 2ND COMMON SUMMARY - REMOTE ALARM | 506 | 30% | 356.8565
0M-92155 | CW MICROPROCESSOR SHARED DISPLAY 500FT | 2180 | 30% | 1537.445
0M-92600 | CW SMOKE DETECTOR | 1370 | 30% | 966.1925
» Cooling » NetworkAIR CW |  |  | 30%
0M-92601 | CW ELECTRICAL COMMUNICATION INSERT - 123-140KW, 60HZ | Call for Quote | 30%
0M-92602 | CW 30% FILTER, 123-140KW | 314 | 30% | 221.4485
0M-92603 | CW 123-140KW BLOWER, 15-15, DOWNFLOW | Call for Quote | 30%
0M-92606 | CW ELECTRIC REHEAT, 175KW, 460V, DOWNFLOW 7.5KW | Call for Quote | 30%
0M-92610 | CW HUMIDIFIER BRACKET HOSE 41-70KW - DOWNFLOW | Call for Quote | 30%
0M-92611 | CW 30% FILTER, 41-70KW | 198 | 30% | 139.6395
Uniflair Room Cooling » Cooling » NetworkAIR CW |  |  | 30%
0M-92612 | CW100 30% FILTER | 380 | 30% | 267.995
» Cooling » NetworkAIR CW |  |  | 30%
0M-92613 | CW 41-70KW BLOWER, 15-15 | Call for Quote | 30%
0M-92617 | CW100 BLOWER; 15-11 DOWNFLOW | Call for Quote | 30%
0M-92618 | CW ELECTRICAL COMMUNICATION INSERT - 41-70KW, 60HZ | Call for Quote | 30%
0M-92619 | CW ELECTRIC REHEAT, 41-50KW, 460V, 22.5KW | Call for Quote | 30%
Uniflair Room Cooling » Cooling » NetworkAIR CW |  |  | 30%
0M-92620 | CW100 ELECTRICAL COMMUNICATION INSERT 60HZ | 1320 | 30% | 930.93
0M-92622 | CW FIELD CONNECTION BOX | 76 | 30% | 53.599
» Cooling » NetworkAIR CW |  |  | 30%
0M-92625 | CW ELECTRIC REHEAT, 123-140KW, 575V, UPFLOW | 2025 | 30% | 1428.1313
0M-92626 | CW ELECTRIC REHEAT, 41-70KW, 460V, UPFLOW | 1015 | 30% | 715.8288
0M-92628 | CW 30% FILTER & 1" PREFILTER, 123-140KW | 369 | 30% | 260.2373
0M-92629 | CW HUMIDIFIER BRACKET HOSE 123-140KW - UPFLOW | Call for Quote | 30%
0M-92630 | CW 41-70KW UPFLOW DISCHARGE DUCT FLANGE | 157 | 30% | 110.7242
0M-92631 | CW 87-105KW UPFLOW DISCHARGE DUCT FLANGE | 157 | 30% | 110.7242
0M-92632 | CW 123-140 UPFLOW DISCHARGE DUCT FLANGE | 157 | 30% | 110.7242
Uniflair Room Cooling » Cooling » NetworkAIR CW |  |  | 30%
0M-92633 | CW100 UPFLOW DISCHARGE DUCT FLANGE | 254 | 30% | 179.1335
0M-92635 | CW MAIN POWER DISCONNECT - 30 AMP | Call for Quote | 30%
0M-92636 | CW MAIN POWER DISCONNECT - 100 AMP | 760 | 30% | 535.99
0M-92637 | CW MAIN POWER DISCONNECT - 200 AMP | 760 | 30% | 535.99
» Cooling » NetworkAIR CW |  |  | 30% | 0
0M-92639 | CW CONDENSATE PUMP, 380V | 1410 | 30% | 994.4025
0M-92647 | CW 140KW 2-WAY SPRING RETURN CHILLED WATER VALVE | 26910 | 30% | 18978.2775
0M-92650 | CW 7.5HP MOTOR 380V 50HZ | Call for Quote | 30%
0M-92652 | CW ELECTRICAL COMMUNICATION INSERT - 87-105KW, 60HZ | Call for Quote | 30%
Uniflair Room Cooling » Cooling » NetworkAIR CW |  |  | 30%
0M-92654 | CW FLOW SWITCH | 632 | 30% | 445.718
» Cooling » NetworkAIR CW |  |  | 30%
0M-92655 | CW ELECTRICAL COMMUNICATION INSERT - 123-140KW, 50 HZ | Call for Quote | 30%
Uniflair Room Cooling » Cooling » NetworkAIR CW |  |  | 30%
0M-92658 | CW MAIN POWER CIRCUIT BREAKER, 70 AMP | Call for Quote | 30%
» Cooling » NetworkAIR CW |  |  | 30%
0M-92659 | CW 10HP MOTOR 380V 50HZ | Call for Quote | 30%
0M-92663 | CW 7.5HP MOTOR 220V 50HZ | Call for Quote | 30%
0M-92668 | CW 41-70KW BLOWER, 15-11 | Call for Quote | 30%
Uniflair Room Cooling » Cooling » NetworkAIR CW |  |  | 30%
0M-92670 | CW MAIN POWER CIRCUIT BREAKER, 15 AMP | Call for Quote | 30%
0M-92671 | CW MAIN POWER CIRCUIT BREAKER, 20 AMP | Call for Quote | 30%
0M-92672 | CW MAIN POWER CIRCUIT BREAKER, 25 AMP | Call for Quote | 30%
0M-92673 | CW MAIN POWER CIRCUIT BREAKER, 30 AMP | Call for Quote | 30%
0M-92674 | CW MAIN POWER CIRCUIT BREAKER, 35 AMP | Call for Quote | 30%
0M-92675 | CW MAIN POWER CIRCUIT BREAKER, 40 AMP | Call for Quote | 30%
0M-92676 | CW MAIN POWER CIRCUIT BREAKER, 50 AMP | Call for Quote | 30%
0M-92677 | CW MAIN POWER CIRCUIT BREAKER, 60 AMP | Call for Quote | 30%
0M-92678 | CW MAIN POWER CIRCUIT BREAKER, 80 AMP | Call for Quote | 30%
» Cooling » NetworkAIR CW |  |  | 30%
0M-92679 | CW MAIN POWER CIRCUIT BREAKER, 90 AMP | Call for Quote | 30%
0M-92680 | CW MAIN POWER CIRCUIT BREAKER, 100 AMP | Call for Quote | 30%
0M-92681 | CW MAIN POWER CIRCUIT BREAKER, 125 AMP | Call for Quote | 30%
Uniflair Room Cooling » Cooling » NetworkAIR CW |  |  | 30%
0M-92682 | CW 575V MSP BUSS 1X4PC 3XT | Call for Quote | 30%
0M-92683 | CW 575V MSP BUSS 1X4PC 1X2PC 2XT | Call for Quote | 30%
0M-92684 | CW 575V MSP BUSS 1X4PC 2XT | Call for Quote | 30%
0M-92685 | CW 575V MSP BUSS 1X4PC 1X2PC 1XT | Call for Quote | 30%
0M-92686 | CW 575V MSP BUSS 1X2PC 2XT | Call for Quote | 30%
0M-92687 | CW 575V MSP BUSS 1X2PC 1XT | Call for Quote | 30%
0M-92688 | CW 575V MSP BUSS 2X2PC 2XT | Call for Quote | 30%
0M-92689 | CW 575V MSP BUSS 2X2PC 1XT | Call for Quote | 30%
0M-92690 | CW ELECTRICAL INSERT - BUSBAR/ENDCAPS, 575V | 279 | 30% | 196.7647
0M-92691 | CW100 CONDENSATE PUMP 230V | 1410 | 30% | 994.4025
0M-92692 | CW100 CONDENSATE PUMP 460V | 1410 | 30% | 994.4025
0M-92693 | CW100 CONDENSATE PUMP 575V | 1410 | 30% | 994.4025
» Cooling » NetworkAIR CW |  |  | 30%
0M-92694 | CW 30% FILTER, 87-105KW | 254 | 30% | 179.1335
0M-92695 | CW 30% FILTER & 1" PREFILTER, 41-70KW | 254 | 30% | 179.1335
0M-92696 | CW 30% FILTER & 1" PREFILTER, 87-105KW | 314 | 30% | 221.4485
0M-92697 | CW 30% FILTER & 1" PREFILTER, 175-210KW | 425 | 30% | 299.7313
0M-92698 | CW 45% FILTER, 41-70KW | 299 | 30% | 210.8697
0M-92699 | CW 45% FILTER, 87-105KW | 355 | 30% | 250.3637
0M-92700 | CW 45% FILTER, 123-140KW | 411 | 30% | 289.8578
0M-92701 | CW 45% FILTER, 175-210KW | 467 | 30% | 329.3517
0M-92702 | CW 45% FILTER & 1" PREFILTER, 41-70KW | 355 | 30% | 250.3637
0M-92703 | CW 45% FILTER & 1" PREFILTER, 87-105KW | 411 | 30% | 289.8578
0M-92704 | CW 45% FILTER & 1" PREFILTER, 123-130KW | 467 | 30% | 329.3517
0M-92705 | CW 45% FILTER & 1" PREFILTER, 175-210KW | 521 | 30% | 367.4352
0M-92706 | CW 65% FILTER, 41-70KW | 1045 | 30% | 736.9863
0M-92707 | CW 65% FILTER, 87-105KW | 1100 | 30% | 775.775
0M-92708 | CW 65% FILTER, 123-140KW | 1155 | 30% | 814.5638
0M-92709 | CW 65% FILTER, 175-210KW | 1210 | 30% | 853.3525
0M-92710 | CW 65% FILTER & 1" PREFILTER, 41-70KW | 1100 | 30% | 775.775
0M-92711 | CW 65% FILTER & 1" PREFILTER, 87-105KW | 1155 | 30% | 814.5638
0M-92712 | CW 65% FILTER & 1" PREFILTER, 123-140KW | 1210 | 30% | 853.3525
0M-92713 | CW 65% FILTER & 1" PREFILTER, 175-210KW | 1270 | 30% | 895.6675
0M-92719 | CW 41-70KW DOWNFLOW RETURN DUCT | 450 | 30% | 317.3625
0M-92720 | CW 87-105KW DOWNFLOW RETURN DUCT | 900 | 30% | 634.725
0M-92721 | CW 123-140KW DOWNFLOW RETURN DUCT | 900 | 30% | 634.725
Uniflair Room Cooling » Cooling » NetworkAIR CW |  |  | 30%
0M-92722 | CW100 DOWNFLOW RETURN DUCT COLLAR | 254 | 30% | 179.1335
» Cooling » NetworkAIR CW |  |  | 30%
0M-92723 | CW ELECTRICAL COMMUNICATION INSERT - 175-210KW, 50HZ | Call for Quote | 30%
0M-92724 | CW ELECTRICAL COMMUNICATION INSERT - 87-105KW, 50HZ | Call for Quote | 30%
0M-92725 | CW ELECTRICAL COMMUNICATION INSERT - 41-70KW, 50HZ | Call for Quote | 30%
0M-92726 | CW ELECTRIC REHEAT, 87-105KW, 230V, DOWNFLOW | 2025 | 30% | 1428.1313
0M-92727 | CW ELECTRIC REHEAT, 123-140KW, 230V, DOWNFLOW | 2025 | 30% | 1428.1313
Uniflair Room Cooling » Cooling » NetworkAIR CW |  |  | 30%
0M-92728 | CW100 ELECTRIC REHEAT 230V DOWNFLOW | 2025 | 30% | 1428.1313
» Cooling » NetworkAIR CW |  |  | 30%
0M-92729 | CW ELECTRIC REHEAT 87-123KW, 380V, 2-STAGE, DOWNFLOW | 2025 | 30% | 1428.1313
0M-92731 | CW ELECTRIC REHEAT, 87-105KW, 380V, DOWNFLOW | 2025 | 30% | 1428.1313
0M-92733 | CW 123-140KW BLOWER, 15-15, UPFLOW | Call for Quote | 30%
0M-92734 | CW 10HP MOTOR 575V 60HZ | Call for Quote | 30%
0M-92735 | CW 10HP MOTOR 460V 60HZ | Call for Quote | 30%
0M-92736 | CW 10HP MOTOR 230V 60HZ | Call for Quote | 30%
0M-92737 | CW 7.5HP MOTOR 460V 60HZ | Call for Quote | 30%
0M-92738 | CW 7.5 HP MOTOR 230V 60HZ | Call for Quote | 30%
0M-92739 | CW 5HP MOTOR 460V 60HZ | Call for Quote | 30%
0M-92740 | CW 3HP MOTOR 460V 60HZ | Call for Quote | 30%
0M-92741 | CW 3HP MOTOR 230V 60HZ | Call for Quote | 30%
0M-92742 | CW 7.5HP MOTOR 575V 60HZ | Call for Quote | 30%
0M-92743 | CW 10HP MOTOR 220V 50HZ | Call for Quote | 30%
0M-92746 | CW HUMIDITY LOCKOUT | 395 | 30% | 278.5738
0M-92747 | CW 2HP MOTOR 220V 50HZ | Call for Quote | 30%
0M-92748 | CW 2HP MOTOR 230V 60HZ | Call for Quote | 30%
0M-92749 | CW 2HP MOTOR 380V 50HZ | Call for Quote | 30%
0M-92750 | CW 2HP MOTOR 460V 60HZ | Call for Quote | 30%
0M-92751 | CW 2HP MOTOR 575V 60HZ | Call for Quote | 30%
0M-92753 | CW 7-1/2HP MOTOR - PREMIUM EFFICIENCY, 460V 60HZ | Call for Quote | 30%
Uniflair Room Cooling » Cooling » NetworkAIR CW |  |  | 30%
0M-92757 | CW 1" CIRCUIT SETTER | Call for Quote | 30%
» Cooling » NetworkAIR CW |  |  | 30%
0M-92758 | CW 1-1/4" CIRCUIT SETTER | Call for Quote | 30%
0M-92759 | CW 1-1/2" CIRCUIT SETTER | Call for Quote | 30%
0M-92760 | CW 2" CIRCUIT SETTER | 1065 | 30% | 751.0913
0M-92761 | CW 123KW 2-WAY SPRING RETURN CHILLED WATER VALVE | 25370 | 30% | 17892.1925
0M-92762 | CW 105KW 2-WAY SPRING RETURN CHILLED WATER VALVE | 23675 | 30% | 16696.7938
0M-92763 | CW 87KW 2-WAY SPRING RETURN CHILLED WATER VALVE | 22130 | 30% | 15607.1825
0M-92764 | CW 70KW 2-WAY SPRING RETURN CHILLED WATER VALVE | 20010 | 30% | 14112.0525
0M-92765 | CW 50KW 2-WAY SPRING RETURN CHILLED WATER VALVE | 18465 | 30% | 13022.4413
0M-92766 | CW 41KW 2-WAY SPRING RETURN CHILLED WATER VALVE | 16920 | 30% | 11932.83
0M-92767 | CW 175-210KW 2-WAY SPRING RETURN CHILLED WATER VALVE | 28655 | 30% | 20208.9388
0M-92769 | CW 41KW 3-WAY SPRING RETURN CHILLED WATER VALVE | 16920 | 30% | 11932.83
0M-92770 | CW 50KW 3-WAY SPRING RETURN CHILLED WATER VALVE | 18465 | 30% | 13022.4413
0M-92771 | CW 70KW 3-WAY SPRING RETURN CHILLED WATER VALVE | 20010 | 30% | 14112.0525
0M-92772 | CW 87KW 3-WAY SPRING RETURN CHILLED WATER VALVE | 22130 | 30% | 15607.1825
0M-92773 | CW 105KW 3-WAY SPRING RETURN CHILLED WATER VALVE | 23675 | 30% | 16696.7938
0M-92774 | CW 123KW 3-WAY SPRING RETURN CHILLED WATER VALVE | 25370 | 30% | 17892.1925
0M-92775 | CW 140KW 3-WAY SPRING RETURN CHILLED WATER VALVE | 26910 | 30% | 18978.2775
0M-92776 | CW 175-210KW 3-WAY SPRING RETURN CHILLED WATER VALVE | 28655 | 30% | 20208.9388
0M-92782 | CW HOT WATER REHEAT, 175-210KW, 3-WAY MODULATING | 3995 | 30% | 2817.4738
Uniflair Room Cooling » Cooling » NetworkAIR CW |  |  | 30%
0M-92785 | CW 30% FILTER, 20-27KW | 198 | 30% | 139.6395
0M-92786 | CW 30% FILTER & 1" PREFILTER, 20-27KW | 254 | 30% | 179.1335
0M-92787 | CW 45% FILTER, 20-27KW | 299 | 30% | 210.8697
0M-92788 | CW 45% FILTER & 1" PREFILTER, 20-27KW | 355 | 30% | 250.3637
0M-92789 | CW 65% FILTER, 20-27KW | 1045 | 30% | 736.9863
0M-92790 | CW 65% FILTER & 1" PREFILTER, 20-27KW | 1100 | 30% | 775.775
0M-92791 | CW 20KW DOWNFLOW FRAME | Call for Quote | 30%
0M-92795 | CW 20-27KW UPFLOW FRAME - FRONT RETURN | 1295 | 30% | 913.2987
0M-92797 | CW HUMIDIFIER BRACKET HOSE 20-27KW - UPFLOW | Call for Quote | 30%
0M-92799 | CW HUMIDIFIER BRACKET HOSE 20-27KW - DOWNFLOW | Call for Quote | 30%
0M-93096 | CW ELECTRICAL COMMUNICATION INSERT - MASTER, 60HZ | Call for Quote | 30%
0M-93099 | CW ELECTRIC REHEAT, 20-27KW, 230V, UPFLOW | 1015 | 30% | 715.8288
0M-93112 | CW 20KW 3/4HP BLOWER/MOTOR 230V 60HZ | Call for Quote | 30%
0M-93113 | CW 20KW 3/4HP BLOWER/MOTOR 380V 50HZ | Call for Quote | 30%
0M-93114 | CW 20KW 3/4HP BLOWER/MOTOR 460V 60HZ | Call for Quote | 30%
0M-93115 | CW 20KW 3/4HP BLOWER/MOTOR 575V 60HZ | Call for Quote | 30%
0M-93120 | CW 27KW 1HP BLOWER/MOTOR 230V 60HZ | Call for Quote | 30%
0M-93124 | CW 27KW 1HP BLOWER/MOTOR 380V 50HZ | Call for Quote | 30%
0M-93128 | CW 27KW 1HP BLOWER/MOTOR 460V 60HZ | Call for Quote | 30%
0M-93132 | CW 27KW 1HP BLOWER/MOTOR 575V 60HZ | Call for Quote | 30%
0M-93139 | CW 20-27KW 1-1/2HP BLOWER/MOTOR 230V 60HZ | 355 | 30% | 250.3637
0M-93142 | CW 20-27KW 1-1/2HP BLOWER/MOTOR 460V 60HZ | 355 | 30% | 250.3637
0M-93145 | CW 20-27KW 1-1/2HP BLOWER/MOTOR 380V 50HZ | 355 | 30% | 250.3637
0M-93148 | CW 20-27KW 1-1/2HP BLOWER/MOTOR 575V 60HZ | 355 | 30% | 250.3637
0M-93182 | CW CONDENSATE PUMP, 230V, 20-27KW | 1410 | 30% | 994.4025
0M-93184 | CW CONDENSATE PUMP, 460V, 20-27KW | 1410 | 30% | 994.4025
0M-93185 | CW CONDENSATE PUMP, 575V, 20-27KW | 1410 | 30% | 994.4025
0M-93290 | CW 20KW 2-WAY CHILLED WATER VALVE | 15050 | 30% | 10614.0125
0M-93291 | CW 27KW 2-WAY CHILLED WATER VALVE | 15050 | 30% | 10614.0125
0M-93293 | CW 20KW 2-WAY SPRING RETURN CHILLED WATER VALVE | 15810 | 30% | 11150.0025
0M-93294 | CW 27KW 2-WAY SPRING RETURN CHILLED WATER VALVE | 15810 | 30% | 11150.0025
0M-93296 | CW 20KW 3-WAY CHILLED WATER VALVE | 15050 | 30% | 10614.0125
0M-93297 | CW 27KW 3-WAY CHILLED WATER VALVE | 15050 | 30% | 10614.0125
0M-93299 | CW 20KW 3-WAY SPRING RETURN CHILLED WATER VALVE | 15810 | 30% | 11150.0025
0M-93300 | CW 27KW 3-WAY SPRING RETURN CHILLED WATER VALVE | 15810 | 30% | 11150.0025
0M-93303 | CW ELECTRIC REHEAT, 20-27KW, 380V, UPFLOW | 1015 | 30% | 715.8288
0M-93305 | CW ELECTRIC REHEAT, 20-27KW, 460V, UPFLOW | 1015 | 30% | 715.8288
0M-93307 | CW ELECTRIC REHEAT, 20-27KW, 575V, UPFLOW | 1015 | 30% | 715.8288
0M-93309 | CW ELECTRIC REHEAT, 20-27KW, 230V, DOWNFLOW | 1015 | 30% | 715.8288
0M-93311 | CW ELECTRIC REHEAT, 20-27KW, 380V, DOWNFLOW | 1015 | 30% | 715.8288
0M-93313 | CW ELECTRIC REHEAT, 20-27KW, 460V, DOWNFLOW | 1015 | 30% | 715.8288
0M-93315 | CW ELECTRIC REHEAT, 20-27KW, 575V, DOWNFLOW | 1015 | 30% | 715.8288
0M-93333 | CW ELECTRIC REHEAT, 20-27KW, 230V, UPFLOW - EXTRA STAGE | 1620 | 30% | 1142.505
0M-93335 | CW ELECTRIC REHEAT, 20-27KW, 380V, UPFLOW - EXTRA STAGE | 1620 | 30% | 1142.505
0M-93337 | CW ELECTRIC REHEAT, 20-27KW, 460V, UPFLOW - EXTRA STAGE | 1620 | 30% | 1142.505
0M-93339 | CW ELECTRIC REHEAT, 20-27KW, 575V, UPFLOW - EXTRA STAGE | 1620 | 30% | 1142.505
0M-93341 | CW ELECTRIC REHEAT, 20-27KW, 230V, DOWNFLOW - EXTRA STAGE | 1620 | 30% | 1142.505
0M-93343 | CW ELECTRIC REHEAT, 20-27KW, 380V, DOWNFLOW - EXTRA STAGE | 1620 | 30% | 1142.505
0M-93345 | CW ELECTRIC REHEAT, 20-27KW, 460V, DOWNFLOW - EXTRA STAGE | 1620 | 30% | 1142.505
0M-93347 | CW ELECTRIC REHEAT, 20-27KW, 575V, DOWNFLOW - EXTRA STAGE | 1620 | 30% | 1142.505
0M-93369 | CW HOT WATER REHEAT, 20-27KW, 2-WAY MODULATING | 3235 | 30% | 2281.4838
0M-93371 | CW HOT WATER REHEAT, 20-27KW, 3-WAY MODULATING | 3370 | 30% | 2376.6925
0M-93373 | CW HOT WATER REHEAT, 20-27KW, 2-WAY ON/OFF | 3025 | 30% | 2133.3812
0M-93375 | CW STEAM REHEAT, 20-27KW, 2-WAY ON/OFF | 3025 | 30% | 2133.3812
» Cooling » NetworkAIR CW |  |  | 30%
0M-93453 | CW100 BLOWER; 15-11 UPFLOW | Call for Quote | 30%
0N-0085 | CW 3HP MOTOR 220V 50HZ | Call for Quote | 30%
0N-0086 | CW 3HP MOTOR 380V 50HZ | Call for Quote | 30%
0N-0087 | CW 3HP MOTOR 575V 60HZ | Call for Quote | 30%
0N-0088 | CW 5HP MOTOR 230V 60HZ | Call for Quote | 30%
0N-0089 | CW 5HP MOTOR 220V 50HZ | Call for Quote | 30%
0N-0090 | CW 5HP MOTOR 380V 50HZ | Call for Quote | 30%
0N-0091 | CW 5HP MOTOR 575V 60HZ | Call for Quote | 30%
Uniflair Room Cooling » Cooling » NetworkAIR CW |  |  | 30%
0N-0092 | CW MICROPROCESSOR REMOTE DISPLAY 100FT | 330 | 30% | 232.7325
0N-0093 | CW MICROPROCESSOR REMOTE SENSOR 100FT | 188 | 30% | 132.587
» Cooling » NetworkAIR CW |  |  | 30%
0N-0094 | CW CONDENSATE PUMP OVERFLOW - LOCAL ALARM | Call for Quote | 30%
Uniflair Room Cooling » Cooling » NetworkAIR CW |  |  | 30%
0N-0095 | CW SPOT WATER DETECTOR | 355 | 30% | 250.3637
0N-0096 | CW SMOKE DETECTOR - REMOTE ALARM | 395 | 30% | 278.5738
0N-0097 | CW SPOT WATER DETECTOR - REMOTE ALARM 230V | 506 | 30% | 356.8565
0N-0098 | CW 3RD COMMON SUMMARY - REMOTE ALARM | 506 | 30% | 356.8565
0N-0099 | CW CONDENSATE PUMP OVERFLOW- REMOTE ALARM 460V | 1520 | 30% | 1071.98
0N-0100 | CW FIRESTAT - REMOTE ALARM | 395 | 30% | 278.5738
0N-0101 | CW HIGH/LOW HUMIDITY - REMOTE ALARM | 279 | 30% | 196.7647
0N-0102 | CW HIGH/LOW TEMPERATURE - REMOTE ALARM | 531 | 30% | 374.4878
0N-0104 | CW 15HP MOTOR 230V 60HZ | 3035 | 30% | 2140.4338
0N-0105 | CW 15HP MOTOR 460V 60HZ | 3035 | 30% | 2140.4338
0N-0106 | CW 15HP MOTOR 575V 60HZ | 3035 | 30% | 2140.4338
» Cooling » NetworkAIR CW |  |  | 30%
0N-0144 | CW 50KW OPTIONAL PULLEY AND BELT 50HZ | 355 | 30% | 250.3637
0N-0145 | CW 50KW OPTIONAL PULLEY AND BELT 60HZ | 355 | 30% | 250.3637
0N-0146 | CW 70KW OPTIONAL PULLEY AND BELT 50HZ | 355 | 30% | 250.3637
0N-0147 | CW 70KW OPTIONAL PULLEY AND BELT 60HZ | 355 | 30% | 250.3637
0N-0148 | CW 87KW OPTIONAL PULLEY AND BELT 50HZ | 704 | 30% | 496.496
Uniflair Room Cooling » Cooling » NetworkAIR CW |  |  | 30%
0N-0688 | ASSY ATS CW 100 MODEL DF 65A | 11130 | 30% | 7849.4325
» Cooling » NetworkAIR CW |  |  | 30%
530-0466 | CW MAIN POWER CIRCUIT BREAKER, 230V & 460V | Call for Quote | 30%
CCT-CW ALARMS | CCT-CW ALARMS OPTIONS | Call for Quote | 30%
CCT-CW BLOWERS | CCT-CW MOTOR AND BLOWER OPTIONS | Call for Quote | 30%
CCT-CW CONTROLLERS | CCT-CW CONTROLLER OPTIONS | Call for Quote | 30%
CCT-CW DISCONNECT | CCT-CW MAIN POWER CIRCUIT BREAKER DISCONNECT | Call for Quote | 30%
CCT-CW ELECTRICAL | CCT-CW ELECTRICAL INSERT OPTIONS | Call for Quote | 30%
CCT-CW FILTERS | CCT-CW FILTER OPTIONS | Call for Quote | 30%
CCT-CW FRAMES | CCT-CW FRAME AND COIL OPTIONS | Call for Quote | 30%
CCT-CW HUMIDITY | CCT-CW HUMIDITY OPTIONS | Call for Quote | 30%
CCT-CW PIPING | CCT-CW PIPING OPTIONS | Call for Quote | 30%
CCT-CW REHEAT | CCT-CW REHEAT OPTIONS | Call for Quote | 30%
TC-CW ALARMS | TC-CW ALARMS OPTIONS | Call for Quote | 30%
TC-CW BLOWERS | TC-CW MOTOR AND BLOWER OPTIONS | Call for Quote | 30%
TC-CW CONTROLLERS | TC-CW CONTROLLER OPTIONS | Call for Quote | 30%
TC-CW DISCONNECT | TC-CW MAIN POWER CIRCUIT BREAKER DISCONNECT | Call for Quote | 30%
TC-CW ELECTRICAL | TC-CW ELECTRICAL INSERT OPTIONS | Call for Quote | 30%
TC-CW FILTERS | TC-CW FILTER OPTIONS | Call for Quote | 30%
TC-CW FRAMES | TC-CW FRAME AND COIL OPTIONS | Call for Quote | 30%
TC-CW HUMIDITY | TC-CW HUMIDITY OPTIONS | Call for Quote | 30%
TC-CW PIPING | TC-CW PIPING OPTIONS | Call for Quote | 30%
TC-CW REHEAT | TC-CW REHEAT OPTIONS | Call for Quote | 30%
» Cooling » NetworkAIR FM |  |  | 30%
0L1291 | FM NAM LIT KIT ENGLISH | Call for Quote | 30%
Uniflair Room Cooling » Cooling » NetworkAIR FM |  |  | 30%
0L1338 | Lit Kit FM EMEA English | Call for Quote | 30%
0L1339 | Lit Kit FM NAM English | Call for Quote | 30%
0L1360 | KIT LITERATURE FM CW EMEA | Call for Quote | 30%
0L1361 | KIT LITERATURE FM CW | Call for Quote | 30%
0M-2647 | FM PACKAGING MATERIAL | 326 | 30% | 229.9115
0M-2952 | FM OVERSEAS PACKAGING MATERIAL | 877 | 30% | 618.5043
0M-3644 | FM GLOBAL MAIN UP DISCHARGE WIRING | Call for Quote | 30%
0M-3975 | FM NAM SHEET METAL PARTS DOWN DISCHARGE | Call for Quote | 30%
0M-3977 | FM NAM SHEET METAL PARTS UP DISCHARGE | 506 | 30% | 356.8565
0M-4897 | FM NAM UPFLOW COMPRESSOR 208/230V 60HZ 40KW | Call for Quote | 30%
0M-4898 | FM NAM UPFLOW COMPRESSOR 208/230V 60HZ 50KW | Call for Quote | 30%
0M-4899 | FM NAM UPFLOW COMPRESSOR 208/230V 60HZ 35KW | Call for Quote | 30%
0M-4900 | FM NAM UPFLOW COMPRESSOR 460/480V 60HZ 35KW | Call for Quote | 30%
0M-4901 | FM NAM UPFLOW COMPRESSOR 460/480V 60HZ 40KW | Call for Quote | 30%
0M-4902 | FM NAM UPFLOW COMPRESSOR 460/480V 60HZ 50KW | Call for Quote | 30%
0M-4903 | FM NAM UPFLOW COMPRESSOR 575V 60HZ 35KW | Call for Quote | 30%
0M-4904 | FM NAM UPFLOW COMPRESSOR 575V 60HZ 40KW | Call for Quote | 30%
0M-4905 | FM NAM UPFLOW COMPRESSOR 575V 60HZ 50KW | Call for Quote | 30%
0M-5235 | FM EMEA COMPRESSOR 400V 50HZ 40KW | Call for Quote | 30%
0M-6353 | FM SERIES NO HUMIDIFIER UF/IR | Call for Quote | 30%
0M-6421 | ASSY FM CW COIL DF 4-ROW 40-CKT W/BAFFLE | 15995 | 30% | 11280.4738
0M-6422 | ASSY FM CW COIL DF 4-ROW 20-CKT W/BAFFLE | 15515 | 30% | 10941.9538
0M-6426 | ASSY FM CW COIL DF 3-ROW 20-CKT W/BAFFLE | 15045 | 30% | 10610.4862
0M-6434 | S/A SHEET METAL PARTS DOWN DISCHARGE CW | Call for Quote | 30%
» Cooling » NetworkAIR FM |  |  | 30%
0M-6435 | S/A SHEET METAL PARTS UP DISCHARGE CW | Call for Quote | 30%
Uniflair Room Cooling » Cooling » NetworkAIR FM |  |  | 30%
0M-6758 | REHEAT ELECTRIC HIGH OUTPUT UF 460-480V | 1250 | 30% | 881.5625
0M-74084 | FM GLOBAL DUCT COLLAR UP DISCHARGE | 51 | 30% | 35.9677
0M-74085 | FM GLOBAL DUCT COLLAR DOWN DISCHARGE | 51 | 30% | 35.9677
0M-74202 | FM GLOBAL ELECTRICAL COMMON PARTS 35-50KW | Call for Quote | 30%
0M-74208 | FM GLOBAL 35-50KW ELECTRICAL MAIN PARTS | Call for Quote | 30%
0M-74242A | FM GLOBAL SMOKE DETECTOR | 400 | 30% | 282.1
0M-74243 | FM GLOBAL SPOT WATER DETECTOR | 306 | 30% | 215.8065
0M-74244 | FM GLOBAL CABLE WATER DETECTOR | 686 | 30% | 483.8015
0M-74245 | S/A FIRESTAT SWITCH UP FLOW | 180 | 30% | 126.945
0M-74247 | FM GLOBAL WATER/GLYCOL 2-WAY PIPING | Call for Quote | 30%
0M-74248 | FM NAM 208V HIGH LIFT CONDENSATE PUMP | 450 | 30% | 317.3625
0M-74250 | FM GLOBAL 400-480V HIGH LIFT CONDENSATE PUMP | 450 | 30% | 317.3625
0M-74259 | FM NAM 208V HUMIDIFIER REPLACEABLE CYLINDER DOWN DISCHARGE | 976 | 30% | 688.324
0M-74260 | FM GLOBAL 400-600V HUMIDIFIER REPLACEABLE CYLINDER DOWN DISCHARGE | 976 | 30% | 688.324
0M-74281A | FM GLOBAL SHEET METAL CABINET COMMON 35-50KW | Call for Quote | 30%
0M-74282 | FM NAM REFRIGERATION COMMON PARTS | Call for Quote | 30%
0M-74283A | FM GLOBAL SHEET METAL PARTS DOWN DISCHARGE | Call for Quote | 30%
0M-74284A | FM GLOBAL SHEET METAL PARTS UP DISCHARGE | Call for Quote | 30%
0M-74285 | S/A ELECT PANEL FM35 208/230 HT HU | Call for Quote | 30%
0M-74286 | S/A ELECT PANEL FM35 208/230 HT | Call for Quote | 30%
0M-74287 | S/A ELECT PANEL FM 35 208/230 HU | Call for Quote | 30%
0M-74312A | FM GLOBAL Panel Kit Down Discharge Main 35-50kW BLK | Call for Quote | 30%
0M-74314A | FM GLOBAL Panel Kit Up Discharge Main 35-50kW BLK | Call for Quote | 30%
0M-74316 | FM GLOBAL Panel Kit, Up Discharge Main, Rear Return 35-50kW | 476 | 30% | 335.699
0M-74318 | FM GLOBAL 35-50KW BLOWER ASSEMBLY | Call for Quote | 30%
0M-74319 | FM NAM Downflow Compressor 208/230 60Hz 35kW | Call for Quote | 30%
0M-74320 | FM NAM Downflow Compressor 208/230 60Hz 40kW | Call for Quote | 30%
0M-74321 | FM NAM Downflow Compressor 208/230 60Hz 50kW | Call for Quote | 30%
0M-74322A | FM NAM Downflow Compressor 460/480 60Hz 35kW | Call for Quote | 30%
0M-74323A | FM NAM Downflow Compressor 460/480 60Hz 40kW | Call for Quote | 30%
0M-74324A | FM NAM Downflow Compressor 460/480 60Hz 50kW | Call for Quote | 30%
0M-74325 | FM NAM Downflow Compressor 575 60Hz 35kW | Call for Quote | 30%
0M-74326 | FM NAM Downflow Compressor 575 60Hz 40kW | Call for Quote | 30%
0M-74327 | FM NAM Downflow Compressor 575 60Hz 50kW | Call for Quote | 30%
0M-74334 | FM GLOBAL HOT WATER REHEAT DOWN DISCHARGE | 479 | 30% | 337.8147
0M-74335 | FM GLOBAL HOT WATER REHEAT UP DISCHARGE | 479 | 30% | 337.8147
0M-74336 | FM GLOBAL STEAM REHEAT DOWN DISCHARGE | 699 | 30% | 492.9697
0M-74337 | FM GLOBAL STEAM REHEAT UP DISCHARGE | 699 | 30% | 492.9697
0M-74338 | FM NAM 208V ELECTRIC REHEAT | 949 | 30% | 669.2822
0M-74339 | FM GLOBAL 400V ELECTRIC REHEAT | 949 | 30% | 669.2822
0M-74340 | FM NAM 480V ELECTRIC REHEAT | 949 | 30% | 669.2822
0M-74341 | FM NAM 600V ELECTRIC REHEAT | 949 | 30% | 669.2822
0M-74342 | FM NAM 35KW WATER HEAT EXCHANGER, R22 | 1745 | 30% | 1230.6613
0M-74343 | FM NAM 50KW WATER HEAT EXCHANGER, R22 | 2160 | 30% | 1523.34
0M-74346 | FM GLOBAL WATER/GLYCOL 3-WAY PIPING | 391 | 30% | 275.7527
0M-74350 | FM GLOBAL 30% FILTER | Call for Quote | 30%
0M-74352 | FM GLOBAL 85% FILTER | 751 | 30% | 529.6427
0M-74353 | FM GLOBAL MULTICOOL 2-WAY PIPING DOWN DISCHARGE | 3755 | 30% | 2648.2138
0M-74354 | FM GLOBAL MULTICOOL 2-WAY PIPING UP DISCHARGE | 3755 | 30% | 2648.2138
0M-74355 | FM GLOBAL MULTICOOL 3-WAY PIPING DOWN DISCHARGE | 4180 | 30% | 2947.945
0M-74356 | FM GLOBAL MULTICOOL 3-WAY PIPING UP DISCHARGE | 4180 | 30% | 2947.945
0M-74357 | FM GLOBAL ECONOMIZER PIPING DOWN DISCHARGE | 4700 | 30% | 3314.675
0M-74358 | FM GLOBAL ECONOMIZER PIPING UP DISCHARGE | 4700 | 30% | 3314.675
0M-74359 | FM GLOBAL WATER/GLYCOL/MULTICOOL/ECONOMIZER FLOW SWITCH | 177 | 30% | 124.8293
0M-74360 | FM GLOBAL ACTUATOR, NON-SPRING RETURN | Call for Quote | 30%
0M-74361 | FM GLOBAL MULTICOOL/ECONOMIZER ACTUATOR, SPRING RETURN | 267 | 30% | 188.3017
0M-74362 | S/A FIRESTAT SWITCH DOWN FLOW | 180 | 30% | 126.945
0M-74363 | S/A ELECT PANEL FM 35 208/230 | Call for Quote | 30%
0M-74364B | FM NAM Elect Panel 35 460/480 Ht Hu | Call for Quote | 30%
0M-74365 | S/A ELECT PANEL FM 35 460/480 HT | Call for Quote | 30%
0M-74366 | FM NAM 35KW GLYCOL HEAT EXCHANGER, R22 | 2740 | 30% | 1932.385
0M-74367 | FM NAM 40KW WATER HEAT EXCHANGER, R22 | 3090 | 30% | 2179.2225
0M-74368 | FM NAM 40KW GLYCOL HEAT EXCHANGER, R22 | 4935 | 30% | 3480.4088
0M-74369 | FM NAM 50KW GLYCOL HEAT EXCHANGER, R22 | 4045 | 30% | 2852.7363
0M-74370 | FM NAM Elect Panel 35 460/480 Hu | Call for Quote | 30%
0M-74371 | FM NAM Elect Panel 35 460/480 | Call for Quote | 30%
0M-74372 | FM NAM Elect Panel 35 575/600 Ht Hu | Call for Quote | 30%
0M-74373 | FM NAM Elect Panel 35 575/600 Ht | Call for Quote | 30%
0M-74374 | FM NAM Elect Panel 35 575/600 Hu | Call for Quote | 30%
0M-74375 | FM NAM Elect Panel 35 575/600 | Call for Quote | 30%
0M-74376 | FM NAM Elect Panel 40 208/230 Ht Hu | Call for Quote | 30%
0M-74377 | FM NAM Elect Panel 40 208/230 Ht | Call for Quote | 30%
0M-74378 | FM NAM Elect Panel 40 208/230 Hu | Call for Quote | 30%
0M-74379 | FM NAM Elect Panel 40 208/230 | Call for Quote | 30%
0M-74380A | FM NAM Elect Panel 40 460/480 Ht Hu | Call for Quote | 30%
0M-74381 | FM NAM Elect Panel 40 460/480 Ht | Call for Quote | 30%
0M-74382 | FM NAM Elect Panel 40 460/480 Hu | Call for Quote | 30%
0M-74387 | FM NAM Elect Panel 40 460/480 | Call for Quote | 30%
0M-74390 | FM NAM 35KW PIPING DX ONLY COIL ASSEMBLY DOWN DISCHARGE | Call for Quote | 30%
0M-74391 | FM NAM 40KW PIPING DX ONLY COIL ASSEMBLY DOWN DISCHARGE | Call for Quote | 30%
0M-74392 | FM NAM 50KW PIPING DX ONLY COIL ASSEMBLY DOWN DISCHARGE | Call for Quote | 30%
0M-74393 | FM NAM 35KW PIPING DX ONLY COIL ASSEMBLY UP DISCHARGE | Call for Quote | 30%
0M-74394 | FM NAM 40KW PIPING DX ONLY COIL ASSEMBLY UP DISCHARGE | Call for Quote | 30%
0M-74395 | FM NAM 50KW PIPING DX ONLY COIL ASSEMBLY UP DISCHARGE | Call for Quote | 30%
0M-74396 | FM NAM 35KW PIPING DX ONLY COIL ASSEMBLY DOWN DISCHARGE, HGRH | Call for Quote | 30%
0M-74397 | FM NAM 40KW PIPING DX ONLY COIL ASSEMBLY DOWN DISCHARGE, HGRH | Call for Quote | 30%
0M-74398 | FM NAM 50KW PIPING DX ONLY COIL ASSEMBLY DOWN DISCHARGE, HGRH | Call for Quote | 30%
0M-74399 | FM NAM 35KW PIPING DX ONLY COIL ASSEMBLY UP DISCHARGE, HGRH | Call for Quote | 30%
0M-74400 | FM NAM 40KW PIPING DX ONLY COIL ASSEMBLY UP DISCHARGE, HGRH | Call for Quote | 30%
0M-74401 | FM NAM 50KW PIPING DX ONLY COIL ASSEMBLY UP DISCHARGE, HGRH | Call for Quote | 30%
0M-74402 | FM GLOBAL HOT GAS REHEAT | 825 | 30% | 581.8313
0M-74482 | FM NAM Elect Panel 40 575/600 Ht Hu | Call for Quote | 30%
0M-74483 | FM NAM Elect Panel 40 575/600 Ht | Call for Quote | 30%
0M-74484 | FM NAM Elect Panel 40 575/600 Hu | Call for Quote | 30%
0M-74485 | FM NAM Elect Panel 40 575/600 | Call for Quote | 30%
0M-74486 | FM NAM Elect Panel 50 208/230 Ht Hu | Call for Quote | 30%
0M-74487 | FM NAM Elect Panel 50 208/230 Ht | Call for Quote | 30%
0M-74488 | FM NAM Elect Panel 50 208/230 Hu | Call for Quote | 30%
0M-74489 | FM NAM Elect Panel 50 208/230 | Call for Quote | 30%
0M-74490A | FM NAM Elect Panel 50 460/480 Ht Hu | Call for Quote | 30%
0M-74491 | FM NAM Elect Panel 50 460/480 Ht | Call for Quote | 30%
0M-74492 | FM NAM Elect Panel 50 460/480 Hu | Call for Quote | 30%
0M-74493 | FM NAM Elect Panel 50 460/480 | Call for Quote | 30%
0M-74494 | FM NAM Elect Panel 50 575/600 Ht Hu | Call for Quote | 30%
0M-74495 | FM NAM Elect Panel 50 575/600 Ht | Call for Quote | 30%
0M-74496 | FM NAM Elect Panel 50 575/600 Hu | Call for Quote | 30%
0M-74497 | FM NAM Elect Panel 50 575/600 | Call for Quote | 30%
0M-74500 | FM NAM 208V HUMIDIFIER CLEANABLE CYLINDER DOWN DISCHARGE | 1025 | 30% | 722.8813
0M-74501 | FM GLOBAL 400-600V HUMIDIFIER CLEANABLE CYLINDER DOWN DISCHARGE | 1025 | 30% | 722.8813
0M-74564 | FM NAM 208V HUMIDIFIER REPLACEABLE CYLINDER UP DISCHARGE | 976 | 30% | 688.324
0M-74565 | FM GLOBAL 400-600V HUMIDIFIER REPLACEABLE CYLINDER UP DISCHARGE | 976 | 30% | 688.324
0M-74566 | FM NAM 208V HUMIDIFIER CLEANABLE CYLINDER UP DISCHARGE | 1025 | 30% | 722.8813
0M-74567 | FM GLOBAL 400-600V HUMIDIFIER CLEANABLE CYLINDER, UP DISCHARGE | 1025 | 30% | 722.8813
0M-74581 | FM NAM 35KW 480-600V MAIN WIRING UP DISCHARGE | Call for Quote | 30%
0M-74582 | FM NAM 40KW 208V MAIN WIRING UP DISCHARGE | Call for Quote | 30%
0M-74583 | FM NAM 40KW 480-600V MAIN WIRING UP DISCHARGE | Call for Quote | 30%
0M-74584 | FM NAM 50KW 208V MAIN WIRING UP DISCHARGE | Call for Quote | 30%
0M-74585 | FM GLOBAL 50KW 480-600V MAIN WIRING UP DISCHARGE | Call for Quote | 30%
0M-74670 | FM NAM ASSEMBLY DX ONLY COIL DOWN DISCHARGE 35KW | 18980 | 30% | 13385.645
0M-74671 | FM NAM ASSEMBLY DX ONLY COIL UP DISCHARGE 35KW | 18980 | 30% | 13385.645
0M-74672 | FM NAM ASSEMBLY DX ONLY COIL DOWN DISCHARGE 40KW | 20960 | 30% | 14782.04
0M-74673 | FM NAM ASSEMBLY DX ONLY COIL UP DISCHARGE 40KW | 20960 | 30% | 14782.04
0M-74674 | FM GLOBAL ASSEMBLY DX ONLY COIL DOWN DISCHARGE 50KW | 22360 | 30% | 15769.39
0M-74675 | ASSEMBLY DX ONLY COIL UP DISCHARGE 50KW | 22360 | 30% | 15769.39
0M-74676 | FM NAM ASSY DX & ECON/MULTICOOL COIL DOWN DISCH 35KW | 19520 | 30% | 13766.48
0M-74677 | FM NAM ASSY DX & ECON/MULTI COIL DOWN DISCH 40KW | 21500 | 30% | 15162.875
0M-74678 | FM GLOBAL ASSEMBLY DX & ECON/MULTICOOL COIL DOWN DISCH 50KW | 22990 | 30% | 16213.6975
0M-74679 | FM NAM ASSY DX & ECON/MULTICOOL COIL UP DISCH 35KW | 19520 | 30% | 13766.48
0M-74680 | FM NAM ASSY DX & ECON/MULTICOOL COIL UP DISCH 40KW | 21500 | 30% | 15162.875
0M-74681 | FM GLOBAL ASSEMBLY DX & ECON/MULTICOOL COIL UP DISCH 50KW | 22990 | 30% | 16213.6975
0M-74682 | FM GLOBAL AIR LIQUID LINE ASSEMBLY | Call for Quote | 30%
0M-74683 | FM GLOBAL WATER/GLYCOL LIQUID LINE ASSEMBLY | Call for Quote | 30%
0M-74684 | FM NAM 35-40KW WATER/GLYCOL DISCHARGE LINE ASSEMBLY | Call for Quote | 30%
0M-74685 | FM NAM 50KW WATER/GLYCOL DISCHARGE LINE ASSEMBLY | Call for Quote | 30%
0M-74686 | FM NAM 35-40KW AIR DISCHARGE LINE ASSEMBLY | Call for Quote | 30%
0M-74687 | FM NAM 50KW AIR DISCHARGE LINE ASSEMBLY | Call for Quote | 30%
0M-74688 | FM 35-40KW HOT GAS REHEAT DISCHARGE LINE ASSEMBLY | Call for Quote | 30%
0M-74689 | FM 50KW HOT GAS REHEAT DISCHARGE LINE ASSEMBLY | Call for Quote | 30%
0M-74740 | FM SERIES NO HUMIDIFIER DF | Call for Quote | 30%
0M-74780 | FM NAM CONDENSATE PUMP HIGH LIFT, LOW VOLT, UPFLOW | 450 | 30% | 317.3625
0M-74781 | FM GLOBAL CONDENSATE PUMP HIGH LIFT, HI VOLT, UPFLOW | 450 | 30% | 317.3625
0M-74970 | FM CW COIL ASSY 3-ROW 20-CIRCUIT | 15855 | 30% | 11181.7388
0M-74971 | FM CW COIL ASSY 4-ROW 20-CIRCUIT | 15965 | 30% | 11259.3162
0M-74972 | FM CW COIL ASSY 4-ROW 40-CIRCUIT | 16780 | 30% | 11834.095
0M-74976 | FM CW PIPING 2" DOWN FLOW | Call for Quote | 30%
0M-74977 | FM CW PIPING 1-1/2" UP FLOW | Call for Quote | 30%
0M-74978 | FM CW PIPING 2" UP FLOW | Call for Quote | 30%
0M-74979 | SUB ASSY REHEAT ELECTRIC HIGH OUTPUT 200-240V DF | 3510 | 30% | 2475.4275
0M-74980 | REHEAT ELECTRIC HIGH OUTPUT 460-480V DF | 1250 | 30% | 881.5625
0M-74981 | REHEAT ELECTRIC HIGH OUTPUT 380-415V DF | 1250 | 30% | 881.5625
0M-74982 | REHEAT ELECTRIC HIGH OUTPUT 575-600V DF | 1250 | 30% | 881.5625
0M-74983 | FM CW PIPING UP FLOW BTTM DISCHARGE 1-1/2 IN | Call for Quote | 30%
0N-0469 | S/A GLOBAL DUAL MAINS 8 AWG UP DISCHARGE FM | Call for Quote | 30%
0N-0505 | FM-CW ELECT PANEL BA HT 5HP | Call for Quote | 30%
0N-0506 | FM-CW ELECT PANEL BA HU 5HP | Call for Quote | 30%
0N-0507 | FM-CW ELECT PANEL BA HT HU 5HP | Call for Quote | 30%
0N-0508 | FM-CW ELECT PANEL BA 5HP | Call for Quote | 30%
0N-0513 | FM-CW ELECT PANEL KA HT 5HP | Call for Quote | 30%
0N-0514 | FM-CW ELECT PANEL KA HU 5HP | Call for Quote | 30%
0N-0515 | FM-CW ELECT PANEL KA HT HU 5HP | Call for Quote | 30%
0N-0516 | FM-CW ELECT PANEL KA 5HP | Call for Quote | 30%
0N-0521 | FM-CW ELECT PANEL MA HT 5HP | Call for Quote | 30%
0N-0522 | FM-CW ELECT PANEL MA HU 5HP | Call for Quote | 30%
0N-0523 | FM-CW ELECT PANEL MA HT HU 5HP | Call for Quote | 30%
0N-0524 | FM-CW ELECT PANEL MA 5HP | Call for Quote | 30%
0N-0529 | FM-CW ELECT PANEL GB HT 5HP | Call for Quote | 30%
0N-0530 | FM-CW ELECT PANEL GB HU 5HP | Call for Quote | 30%
0N-0531 | FM-CW ELECT PANEL GB HT HU 5HP | Call for Quote | 30%
0N-0532 | FM-CW ELECT PANEL GB 5HP | Call for Quote | 30%
0N-0536 | FM-CW ELECT PANEL AA HT 5HP | Call for Quote | 30%
0N-0537 | FM-CW ELECT PANEL AA HU 5HP | Call for Quote | 30%
0N-0538 | FM-CW ELECT PANEL AA HT HU 5HP | Call for Quote | 30%
0N-0542 | FM-CW ELECT PANEL FB HT 5HP | Call for Quote | 30%
0N-0543 | FM-CW ELECT PANEL FB HU 5HP | Call for Quote | 30%
0N-0544 | FM-CW ELECT PANEL FB HT HU 5HP | Call for Quote | 30%
0N-0548 | FM-CW ELECT PANEL CA HT 5HP | Call for Quote | 30%
0N-0549 | FM-CW ELECT PANEL CA HU 5HP | Call for Quote | 30%
0N-0550 | FM-CW ELECT PANEL CA HT HU 5HP | Call for Quote | 30%
0N-0554 | FM-CW ELECT PANEL DA HT 5HP | Call for Quote | 30%
0N-0555 | FM-CW ELECT PANEL DA HU 5HP | Call for Quote | 30%
0N-0556 | FM-CW ELECT PANEL DA HT HU 5HP | Call for Quote | 30%
0N-0560 | FM-CW ELECT PANEL EA HT 5HP | Call for Quote | 30%
0N-0561 | FM-CW ELECT PANEL EA HU 5HP | Call for Quote | 30%
0N-0562 | FM-CW ELECT PANEL EA HT HU 5HP | Call for Quote | 30%
0N-0568 | FM-CW VFD BOX 5HP 200-240V | Call for Quote | 30%
0N-0569 | FM-CW VFD BOX 5HP 380-480V | Call for Quote | 30%
0N-0570 | FM-CW VFD BOX 5HP 600V | Call for Quote | 30%
0N-0586 | FM-CW SCR HEATER 100-240V | Call for Quote | 30%
0N-0587 | FM-CW SCR HEATER 277-600V | Call for Quote | 30%
0N-0588 | FM-CW SCR HEATER COVER | Call for Quote | 30%
0N-0596 | FM-CW VFD BOX 5HP 380-480V EMI | Call for Quote | 30%
0T-0106 | LABEL ASSY FM NAM | Call for Quote | 30%
0T-0124 | LABEL ASSY FM CW NAM | Call for Quote | 30%
0T-0128 | LABEL ASSY IR CW NAM | Call for Quote | 30%
Uniflair Room Cooling » Cooling » NetworkAIR TC |  |  | 30%
0M-3870 | TC Common Parts, Downflow | Call for Quote | 30%
0M-3871 | TC Common Parts, Upflow | Call for Quote | 30%
0M-3991 | TC Flooded Controls | Call for Quote | 30%
0M-5773 | TC 3/4HP Blower/Motor 575V 60Hz, Downflow | Call for Quote | 30%
0M-5774 | TC 3/4HP Blower/Motor 230V 60Hz, Downflow | Call for Quote | 30%
0M-5775 | TC 3/4HP Blower/Motor 220V 50Hz, Downflow | Call for Quote | 30%
0M-5776 | TC 3/4HP Blower/Motor 380V 50Hz, Downflow | Call for Quote | 30%
0M-5777 | TC 3/4HP Blower/Motor 460V 60Hz, Upflow | Call for Quote | 30%
0M-6523 | SUB ASSY TC LOCAL SENSOR | Call for Quote | 30%
0M-91321 | TC Shipping Material | Call for Quote | 30%
0M-91322 | TC Air Cooled Receiver, 10kW, Upflow | Call for Quote | 30%
0M-91366 | TC Air Cooled Receiver, 10kW, Downflow | Call for Quote | 30%
0M-91374 | TC Condenser 3/4" 2-Way 150 psi | Call for Quote | 30%
0M-91384 | TC Condenser 3/4" 3-Way 350 psi | Call for Quote | 30%
0M-91385 | TC Condenser 3/4" 3-Way 150 psi | Call for Quote | 30%
0M-91389 | TC Condenser 1/2" 3-Way 350 psi | Call for Quote | 30%
0M-93064 | TC Frame, Downflow | 2925 | 30% | 2062.8562
0M-93066 | TC Discharge Duct Flange, Downflow | 161 | 30% | 113.5452
0M-93068 | TC Frame, Upflow - Rear Return | 4485 | 30% | 3163.0463
0M-93070 | TC Frame, Upflow | 3510 | 30% | 2475.4275
0M-93072 | S/A TC 2T DISCHARGE DUCT FLANGE UF | 161 | 30% | 113.5452
0M-93073 | TC Discharge Duct Flange, Upflow | 161 | 30% | 113.5452
0M-93074 | TC Economizer Frame, Upflow | 6510 | 30% | 4591.1775
0M-93075 | TC Economizer Frame, Upflow - Rear Return | 7480 | 30% | 5275.27
0M-93084 | TC Compressor, 230/1/60 | 2270 | 30% | 1600.9175
0M-93085 | TC Compressor, 230/3/60 | 2270 | 30% | 1600.9175
0M-93086 | TC Compressor, 460/3/60 | 2270 | 30% | 1600.9175
0M-93087 | TC Compressor, 575/3/60 | 2270 | 30% | 1600.9175
0M-93181 | S/A TC CW ELECTRICAL INSERT 50HZ | Call for Quote | 30%
0M-93183 | TC Condensate Pump, 380V | 501 | 30% | 353.3303
0M-93207 | TC Common Parts, Downflow | Call for Quote | 30%
0M-93210 | TC Common Parts for Remote High Pressure Switch | 380 | 30% | 267.995
0M-93211 | TC Common Parts for Remote High Pressure Switch & Hot Gas Bypass | 906 | 30% | 638.9565
0M-93212 | TC Common Parts for Hot Gas Bypass | 526 | 30% | 370.9615
0M-93221 | TC Common Parts for Economizer | Call for Quote | 30%
0M-93223 | TC MultiCool 3-Way Valve | Call for Quote | 30%
0M-93224 | TC Electric Reheat, 230V, Upflow, 7.5kW, 1-Stage | 216 | 30% | 152.334
0M-93226 | TC Electric Reheat, 380V, Upflow, 7.5kW, 1-Stage | 216 | 30% | 152.334
0M-93228 | TC Electric Reheat, 460V, Upflow, 7.5kW, 1-Stage | 216 | 30% | 152.334
0M-93230 | TC Electric Reheat, 575V, Upflow, 7.5kW, 1-Stage | 216 | 30% | 152.334
0M-93232 | TC Electric Reheat, 230V, Downflow, 7.5kW, 1-Stage | 216 | 30% | 152.334
0M-93234 | TC Electric Reheat, 380V, Downflow, 7.5kW, 1-Stage | 216 | 30% | 152.334
0M-93236 | TC Electric Reheat, 460V, Downflow, 7.5kW, 1-Stage | 216 | 30% | 152.334
0M-93238 | TC Electric Reheat, 575V, Downflow, 7.5kW, 1-Stage | 216 | 30% | 152.334
0M-93240 | TC Electric Reheat, 230V, Upflow, 10kW, 1-Stage | 276 | 30% | 194.649
0M-93242 | TC Electric Reheat, 380V, Upflow, 10kW, 1-Stage | 276 | 30% | 194.649
0M-93244 | TC Electric Reheat, 460V, Upflow, 10kW, 1-Stage | 276 | 30% | 194.649
0M-93246 | TC Electric Reheat, 575V, Upflow, 10kW, 1-Stage | 276 | 30% | 194.649
0M-93248 | TC Electric Reheat, 230V, Downflow, 10kW, 1-Stage | 276 | 30% | 194.649
0M-93250 | TC Electric Reheat, 380V, Downflow, 10kW, 1-Stage | 276 | 30% | 194.649
0M-93252 | TC Electric Reheat, 460V, Downflow, 10kW, 1-Stage | 276 | 30% | 194.649
0M-93254 | TC Electric Reheat, 575V, Downflow, 10kW, 1-Stage | 276 | 30% | 194.649
0M-93256 | TC Electric Reheat, 230V, Upflow, 7.5kW, 2-Stage | 236 | 30% | 166.439
0M-93258 | TC Electric Reheat, 380V, Upflow, 7.5kW, 2-Stage | 236 | 30% | 166.439
0M-93260 | TC Electric Reheat, 460V, Upflow, 7.5kW, 2-Stage | 236 | 30% | 166.439
0M-93262 | TC Electric Reheat, 575V, Upflow, 7.5kW, 2-Stage | 236 | 30% | 166.439
0M-93264 | TC Electric Reheat, 230V, Downflow, 7.5kW, 2-Stage | 236 | 30% | 166.439
0M-93266 | TC Electric Reheat, 380V, Downflow, 7.5kW, 2-Stage | 236 | 30% | 166.439
0M-93268 | TC Electric Reheat, 460V, Downflow, 7.5kW, 2-Stage | 236 | 30% | 166.439
0M-93270 | TC Electric Reheat, 575V, Downflow, 7.5kW, 2-Stage | 236 | 30% | 166.439
0M-93288 | TC Hot Gas Reheat | 666 | 30% | 469.6965
0M-93304 | TC 10-12T Misc. Reheat | 216 | 30% | 152.334
0M-93392 | TC Local Firestat | 180 | 30% | 126.945
0M-93394 | TC Hot Water Reheat Main | 886 | 30% | 624.8515
0M-93396 | TC Hot Water Reheat, 2-Way Modulating | 999 | 30% | 704.5448
0M-93398 | TC Hot Water Reheat, 3-Way Modulating | 1115 | 30% | 786.3538
0M-93400 | TC Hot Water Reheat, 2-Way On/Off | 886 | 30% | 624.8515
0M-93402 | TC Steam Reheat, 2-Way On/Off | 886 | 30% | 624.8515
0M-93404 | TC SCR Electric Reheat, 230V | 1095 | 30% | 772.2488
0M-93406 | TC SCR Electric Reheat, 460-575V | 1095 | 30% | 772.2488
0M-93412 | TC Water Regulating Valve, 2-Way 150 psi | 825 | 30% | 581.8313
0M-93413 | TC Water Regulating Valve, 3-Way 150 psi | 1160 | 30% | 818.09
0M-93414 | TC Water Regulating Valve, 2-Way 350 psi | 1405 | 30% | 990.8762
0M-93415 | TC Water Regulating Valve, 3-Way 350 psi | 1520 | 30% | 1071.98
0M-93420 | TC Humidifier Bracket Hose, Downflow | Call for Quote | 30%
0M-93421 | TC Humidifier Bracket Hose, Upflow | Call for Quote | 30%
» Cooling » NetworkAIR TC |  |  | 30%
TC-DX ALARMS | TC-DX ALARMS OPTIONS | Call for Quote | 30%
TC-DX BLOWERS | TC-DX MOTOR AND BLOWER OPTIONS | Call for Quote | 30%
TC-DX COMPRESSORS | TC-DX COMPRESSOR OPTIONS | Call for Quote | 30%
TC-DX CONTROLLERS | TC-DX CONTROLLER OPTIONS | Call for Quote | 30%
TC-DX DISCONNECT | TC-DX MAIN POWER CIRCUIT BREAKER DISCONNECT | Call for Quote | 30%
TC-DX ELECTRICAL | TC-DX ELECTRICAL INSERT OPTIONS | Call for Quote | 30%
TC-DX FILTERS | TC-DX FILTER OPTIONS | Call for Quote | 30%
TC-DX FRAMES | TC-DX FRAME AND COIL OPTIONS | Call for Quote | 30%
TC-DX HUMIDITY | TC-DX HUMIDITY OPTIONS | Call for Quote | 30%
TC-DX PIPING | TC-DX PIPING OPTIONS | Call for Quote | 30%
TC-DX REHEAT | TC-DX REHEAT OPTIONS | Call for Quote | 30%
Air Distribution » Cooling » Rack Air Distribution |  |  | 30%
ACAC40000 | NetShelter AV 2U Vent Panel with Temperature Display | 115 | 30% | 81.1038
ACAC40001 | NetShelter AV 2U Vent Panel | 61 | 30% | 43.0202
ACF001 | APC AIR DISTRIBUTION UNIT 2U RM 115V 60HZ | 1180 | 30% | 832.195
ACF001RF | APC Replacement Filter Air Dist Unit | 96 | 30% | 67.704
ACF002 | APC AIR DIST UNIT 2U RM 230/208V 50/60HZ | 1180 | 30% | 832.195
ACF115 | APC Rack Air Removal Unit SX Fan Assembly 100-240V 50/60 Hz | 2865 | 30% | 2020.5412
ACF126 | APC Rack Air Removal Unit SX Ducting Kit 24 inch | 317 | 30% | 223.5642
ACF127 | APC Air Removal Unit Ducting Kit 600mm | 308 | 30% | 217.217
ACF136 | APC Rack Air Removal Unit SX 600mm Wide Frame | 801 | 30% | 564.9052
ACF137 | APC Rack Air Removal Unit SX 750mm Wide Frame | 994 | 30% | 701.0185
ACF201BLK | Rack Side Air Distribution 2U 115V 60HZ | 843 | 30% | 594.5257
ACF202BLK | APC SIDE AIR DISTRIBUTION UNIT 2U RM 230/208 50/60HZ | 843 | 30% | 594.5257
ACF400 | Rack Air Removal Unit SX 100-240V 50/60HZ for NetShelter 600mm enclosures. | 3770 | 30% | 2658.7925
ACF402 | APC Rack Air Removal Unit SX 100-240V 50/60 Hz with 750mm Wide Frame | 3940 | 30% | 2778.685
ACF501 | Netshelter SX Roof Fan Tray 115 VAC | 481 | 30% | 339.2253
ACF502 | Netshelter SX Roof Fan Tray 208-230 VAC | 480 | 30% | 338.52
ACF503 | Netshelter SX Roof Fan Tray 115 VAC 750mm | 740 | 30% | 521.885
ACF504 | Netshelter SX Roof Fan Tray 208-230 VAC 750mm | 740 | 30% | 521.885
ACF505 | NetShelter AV Roof Fan Tray 825mm 115VAC | 442 | 30% | 311.7205
ACF600 | NetShelter AV 2U Rack Fan Panel | 253 | 30% | 178.4282
ACF601 | NetShelter AV Rack Fan Temperature Controller | 83 | 30% | 58.5358
AR7742 | NetShelter SX 42U Nexus 7018 duct kit | 3645 | 30% | 2570.6363
AR7747 | NetShelter SX 48U Nexus 7018 duct kit | 4025 | 30% | 2838.6313
AR7751 | VED for 600mm Wide Short Range / Vertical Exhaust Duct Kit for SX Enclosure | 951 | 30% | 670.6927
AR7751W | VED for 600mm Wide Short Range / Vertical Exhaust Duct Kit for SX Enclosure White | 924 | 30% | 651.651
AR7752 | VED for 600mm Wide Tall Range / Vertical Exhaust Duct Kit for SX Enclosure | 1075 | 30% | 758.1438
AR7752W | VED for 600mm Wide Tall Range / Vertical Exhaust Duct Kit for SX Enclosure White | 1075 | 30% | 758.1438
AR7753 | VED for 750mm Wide Short Range / Vertical Exhaust Duct Kit for SX Enclosure | 1035 | 30% | 729.9338
Racks and Enclosures » Cooling » Rack Air Distribution |  |  | 30%
AR7753W | VED for 750mm Wide Short Range / Vertical Exhaust Duct Kit for SX Enclosure White | 1045 | 30% | 736.9863
Air Distribution » Cooling » Rack Air Distribution |  |  | 30%
AR7754 | VED for 750mm Wide Tall Range / Vertical Exhaust Duct Kit for SX Enclosure | 1135 | 30% | 800.4588
Racks and Enclosures » Cooling » Rack Air Distribution |  |  | 30%
AR7754W | VED for 750mm Wide Tall Range / Vertical Exhaust Duct Kit for SX Enclosure White | 1145 | 30% | 807.5113
Air Distribution » Cooling » Rack Air Distribution |  |  | 30%
AR7755 | Overhead Cable Extension 600mm Wide / Vertical Exhaust Duct Kit for SX Enclosure | 260 | 30% | 183.365
Racks and Enclosures » Cooling » Rack Air Distribution |  |  | 30%
AR7755W | Overhead Cable Extension 600mm Wide / Vertical Exhaust Duct Kit for SX Enclosure White | 251 | 30% | 177.0178
Air Distribution » Cooling » Rack Air Distribution |  |  | 30%
AR7756 | Overhead Cable Extension 750mm Wide / Vertical Exhaust Duct Kit for SX Enclosure | 283 | 30% | 199.5858
Racks and Enclosures » Cooling » Rack Air Distribution |  |  | 30%
AR7756W | Overhead Cable Extension 750mm Wide / Vertical Exhaust Duct Kit for SX Enclosure SE White | 272 | 30% | 191.828
Air Distribution » Cooling » Rack Air Distribution |  |  | 30%
AR8206ABLK | NETSHELTER WX FAN TRAY 120VAC BLACK | 182 | 30% | 128.3555
AR8207BLK | NetShelter WX Fan Tray 230VAC Black | 220 | 30% | 155.155
AR8213 | NetShelter WX Fan Module | 117 | 30% | 82.5142
InRow Cooling » Cooling » Uniflair Air Cooled Condensers |  |  | 30%
ACAC75009 | Flooded Receiver 17lb, R410A, 6" Diameter, 18" Length | 2715 | 30% | 1914.7537
ACAC75010 | Flooded receiver, 12 L, R410A, 220mm Diameter, 380mm Length | Call for Quote | 30%
ACCD75214 | Condenser 1 Fan, Single Circuit, 2.4 MBH/1F TD, 208-240V/1/60 | 4490 | 30% | 3166.5725
ACCD75215 | Condenser 1 Fan, Single Circuit, 4MBH/1F TD, 208-240V/1/60 | 5210 | 30% | 3674.3525
ACCD75216 | Condenser 1 Fan, Single Circuit, 1.2MBH /1C TD, 400/3/50 FSC | 4965 | 30% | 3501.5663
ACCD75217 | Condenser, 2 Fan, Single Circuit, 2.3MBH /1C TD, 400/3/50 FSC | 6315 | 30% | 4453.6538
ACCD75218 | Condenser, 1 Fan, Single Circuit, 1.2MBH /1C TD, 220/1/50 FSC | 4110 | 30% | 2898.5775
ACCD75219 | Condenser, 2 Fan, Single Circuit, 2.3MBH /1C TD, 220/1/50 FSC | 5465 | 30% | 3854.1912
Uniflair Room Cooling » Cooling » Uniflair Air Cooled Condensers |  |  | 30%
ACCD76050 | Condenser 20KW, 95F/120F, 208-230V/3/60Hz | 5145 | 30% | 3628.5112
ACCD76051 | Condenser 27kW, 95F/120F, 208-230V/3/60Hz | 5665 | 30% | 3995.2412
ACCD76052 | Condenser 32kW, 95F/120F, 208-230V/3/60Hz | 6020 | 30% | 4245.605
ACCD76053 | Condenser 42kW, 95F/120F, 208-230V/3/60Hz | 6725 | 30% | 4742.8063
ACCD76054 | Condenser 60kW, 95F/120F, 208-230V/3/60Hz | 8425 | 30% | 5941.7313
ACCD76055 | Condenser 65kW, 95F/120F, 208-230V/3/60Hz | 9680 | 30% | 6826.82
ACCD76056 | Condenser 88kW, 95F/120F, 208-230V/3/60Hz | 11275 | 30% | 7951.6937
ACCD76057 | Condenser 101kW, 95F/120F, 208-230V/3/60Hz | 11050 | 30% | 7793.0125
ACCD76058 | Condenser 127kW, 95F/120F, 208-230V/3/60Hz | 12065 | 30% | 8508.8413
ACCD76059 | Condenser 141kW, 95F/120F, 208-230V/3/60Hz | 14200 | 30% | 10014.55
ACCD76060 | Condenser 178kW, 95F/120F, 208-230V/3/60Hz | 15370 | 30% | 10839.6925
ACCD76061 | Condenser 20kW, 95F/120F, 460V/3/60Hz | 5295 | 30% | 3734.2987
ACCD76062 | Condenser 27kW, 95F/120F, 460V/3/60Hz | 5810 | 30% | 4097.5025
ACCD76063 | Condenser 32kW, 95F/120F, 460V/3/60Hz | 6360 | 30% | 4485.39
ACCD76064 | Condenser 42kW, 95F/120F, 460V/3/60Hz | 6875 | 30% | 4848.5938
ACCD76065 | Condenser 60kW, 95F/120F, 460V/3/60Hz | 8640 | 30% | 6093.36
ACCD76066 | Condenser 65kW, 95F/120F, 460V/3/60Hz | 9900 | 30% | 6981.975
ACCD76067 | Condenser 88kW, 95F/120F, 460V/3/60Hz | 10825 | 30% | 7634.3312
ACCD76068 | Condenser 101kW, 95F/120F, 460V/3/60Hz | 10965 | 30% | 7733.0662
ACCD76069 | Condenser 127kW, 95F/120F, 460V/3/60Hz | 12475 | 30% | 8797.9937
ACCD76070 | Condenser 141kW, 95F/120F, 460V/3/60Hz | 13480 | 30% | 9506.77
ACCD76071 | Condenser 178kW, 95F/120F, 460V/3/60Hz | 16440 | 30% | 11594.31
ACCD76072 | Condenser 20kW, 95F/120F, 575V/3/60Hz | 12290 | 30% | 8667.5225
ACCD76073 | Condenser 27kW, 95F/120F, 575V/3/60Hz | 12770 | 30% | 9006.0425
ACCD76074 | Condenser 32kW, 95F/120F, 575V/3/60Hz | 12935 | 30% | 9122.4088
ACCD76075 | Condenser 42kW, 95F/120F, 575V/3/60Hz | 13865 | 30% | 9778.2913
ACCD76076 | Condenser 60kW, 95F/120F, 575V/3/60Hz | 15500 | 30% | 10931.375
ACCD76077 | Condenser 65kW, 95F/120F, 575V/3/60Hz | 16150 | 30% | 11389.7875
ACCD76078 | Condenser 88kW, 95F/120F, 575V/3/60Hz | 17300 | 30% | 12200.825
ACCD76079 | Condenser 101kW, 95F/120F, 575V/3/60Hz | 17720 | 30% | 12497.03
ACCD76080 | Condenser 127kW, 95F/120F, 575V/3/60Hz | 18455 | 30% | 13015.3888
ACCD76081 | Condenser 141kW, 95F/120F, 575V/3/60Hz | 19565 | 30% | 13798.2163
ACCD76082 | Condenser 178kW, 95F/120F, 575V/3/60Hz | 24760 | 30% | 17461.99
» Cooling » Uniflair Ceiling Mounted Split Room Cooling |  |  | 30%
0M-ALGF0814A1P | REFRIG (J)R410A+VPR 3WAY TDDV0511G (UL) | Call for Quote | 30%
Uniflair Room Cooling » Cooling » Uniflair Ceiling Mounted Split Room Cooling |  |  | 30%
ECONKIT100 | Split Unit Ceiling Mount Evaporator Direct Air Economizer Kit | 945 | 30% | 666.4613
MRA0221I | Split Unit Outdoor Condensing Unit 6KW 208-230/1/60 | 6635 | 30% | 4679.3338
MRA0611D | Split Unit Outdoor Condensing Unit 12KW 208-230/3/60 | 10955 | 30% | 7726.0137
SPRD100 | Split Unit Remote Touch Screen Display | 819 | 30% | 577.5997
UCF0341I | Split Unit Ceiling Mount Evaporator 6KW 208-230/1/60 | 10100 | 30% | 7123.025
UCF0481I | Split Unit Ceiling Mount Evaporator 12KW 208-230/1/60 | 11900 | 30% | 8392.475
» Cooling » Uniflair Chilled Water |  |  | 30%
0M-0287 | 0M-ALGF0414A1P L GROUP1 (03 AG) | Call for Quote | 30%
0M-0302 | 0M-ALGF0654A1P L GROUP1 (03 AG) | Call for Quote | 30%
0M-0303 | 0M-ALGF0734A1P L GROUP1 (03 AI) | 193 | 30% | 136.1132
0M-0306 | 0M-ALGF0735A1P L GROUP1 (03 AI) | 193 | 30% | 136.1132
0M-0308 | 0M-ALGF0655A1P L GROUP1 (03 AG) | Call for Quote | 30%
0M-0310 | 0M-ALGF0416A1P L GROUP1 (03 AG) | Call for Quote | 30%
0M-0314 | 0M-ALGF0417A1P L GROUP1 (03 AG) | Call for Quote | 30%
0M-0315 | 0M-ALGF0418A1P L GROUP1 (03 AG) | Call for Quote | 30%
0M-0317 | 0M-ALGF0656A1P L GROUP1 (03 AG) | Call for Quote | 30%
Uniflair Room Cooling » Cooling » Uniflair Chilled Water |  |  | 30%
0M-11500 | 0M-ALF10607X1P GROUP1 (01AC) | 315 | 30% | 222.1538
0M-11501 | 0M-ALCA0962X1P GROUP1 (13AC) | 193 | 30% | 136.1132
0M-11502 | 0M-ALCA0962X1P GROUP1 (13AC 02AG) | Call for Quote | 30%
0M-11503 | 0M-ALCA0962X1P GROUP3 (13AC 02AL) | Call for Quote | 30%
0M-11504 | 0M-ALF10612X1P GROUP1 (01A2) | Call for Quote | 30%
0M-11505 | 0M-ALCA0957X1P GROUP1 (13AC) | 193 | 30% | 136.1132
0M-11506 | 0M-ALCA0957X1P GROUP2 (13AC 02AG) | Call for Quote | 30%
0M-11507 | 0M-ALCA0957X1P GROUP3 (13AC 02AL) | Call for Quote | 30%
0M-11508 | 0M-ALF10617X1P GROUP1 (01A3) | 291 | 30% | 205.2278
0M-11509 | 0M-ALCA0967X1P GROUP1 (13AC) | 193 | 30% | 136.1132
0M-11510 | 0M-ALCA0967X1P GROUP2 (13AC 02AG) | Call for Quote | 30%
0M-11511 | 0M-ALCA0967X1P GROUP3 (13AC 02AL) | Call for Quote | 30%
0M-11512 | 0M-ALVL0434X1P GROUP1 (04A1) | Call for Quote | 30%
0M-11513 | 0M-ALVL0434X1P GROUP2 (04A1 13AC) | Call for Quote | 30%
0M-11514 | 0M-ALVL0442X1P GROUP1 (04A2) | 193 | 30% | 136.1132
0M-11515 | 0M-ALVL0442X1P GROUP2 (04A2 13AC) | Call for Quote | 30%
0M-11516 | 0M-ALVL0450X1P GROUP1 (04A3) | 2505 | 30% | 1766.6513
0M-11517 | 0M-ALVL0450X1P GROUP2 (04A3 13AC) | Call for Quote | 30%
0M-11518 | 0M-ALF10608X1P GROUP1 (01A1) | 426 | 30% | 300.4365
0M-11519 | 0M-ALCA0963X1P GROUP1 (13AC) | 193 | 30% | 136.1132
0M-11520 | 0M-ALCA0963X1P GROUP2 (13AC 02AG) | Call for Quote | 30%
0M-11521 | 0M-ALCA0963X1P GROUP3 (13AC 02AG) | Call for Quote | 30%
0M-11522 | 0M-ALF10613X1P GROUP1 (01A2) | Call for Quote | 30%
0M-11523 | 0M-ALCA0958X1P GROUP1 (13AC) | 193 | 30% | 136.1132
0M-11524 | 0M-ALCA0958X1P GROUP2 (13AC 02AG)) | Call for Quote | 30%
0M-11525 | 0M-ALCA0958X1P GROUP3 (13AC 02AL)) | Call for Quote | 30%
0M-11526 | 0M-ALF10618X1P GROUP1 (01A3) | 291 | 30% | 205.2278
0M-11527 | 0M-ALCA0968X1P GROUP1 (13AC) | 193 | 30% | 136.1132
0M-11528 | 0M-ALCA0968X1P GROUP2 (13AC 02AG) | Call for Quote | 30%
0M-11529 | 0M-ALCA0968X1P GROUP3 (13AC 02AL) | Call for Quote | 30%
0M-11530 | 0M-ALVL0439X1P GROUP1 (04A1) | Call for Quote | 30%
0M-11531 | 0M-ALVL0439X1P GROUP2 (04A1 13AC) | Call for Quote | 30%
0M-11532 | 0M-ALVL0447X1P GROUP1 (04A2) | 193 | 30% | 136.1132
0M-11533 | 0M-ALVL0447X1P GROUP2 (04A2 13AC) | Call for Quote | 30%
0M-11534 | 0M-ALVL0455X1P GROUP1 (04A3) | 3025 | 30% | 2133.3812
0M-11535 | 0M-ALVL0455X1P GROUP2 (04A3 13AC) | Call for Quote | 30%
0M-11536 | 0M-ALF10609X1P GROUP1 (01A1) | 481 | 30% | 339.2253
0M-11537 | 0M-ALCA0964X1P GROUP1 (13AC) | 193 | 30% | 136.1132
0M-11538 | 0M-ALCA0964X1P GROUP2 (13AC 02AG) | Call for Quote | 30%
0M-11539 | 0M-ALCA0964X1P GROUP3 (13AC 02AL) | Call for Quote | 30%
0M-11540 | 0M-ALF10614X1P GROUP1 (01A2) | Call for Quote | 30%
0M-11541 | 0M-ALCA0959X1P GROUP1 (13AC) | 193 | 30% | 136.1132
0M-11542 | 0M-ALCA0959X1P GROUP2 (13AC 02AG) | Call for Quote | 30%
0M-11543 | 0M-ALCA0959X1P GROUP1 (13AC 02AL) | Call for Quote | 30%
0M-11544 | 0M-ALVL0406X1P GROUP1 (04AC) | Call for Quote | 30%
0M-11545 | 0M-ALVL0406X1P GROUP2 (04AC 13AC) | Call for Quote | 30%
0M-11546 | 0M-ALVL0416X1P GROUP1 (04AD) | 2870 | 30% | 2024.0675
0M-11547 | 0M-ALVL0416X1P GROUP2 (04AD 13AC) | Call for Quote | 30%
0M-11548 | 0M-ALDO0071X1P (15 A A) ENGLISH | Call for Quote | 30%
0M-11549 | 0M-ALDO0071X1P (15 A C) FRENCH | Call for Quote | 30%
0M-11550 | 0M-ALDO0071X1P (15 A E) SPANISH | Call for Quote | 30%
0M-11551 | 0M-ALDO0071X1P (15 A S) SPECIAL | Call for Quote | 30%
0M-11557 | 0M-ALVL0375X1P GROUP1 (04AC) | Call for Quote | 30%
0M-11558 | 0M-ALVL0375X1P GROUP2 (04AC 13AC) | Call for Quote | 30%
0M-11559 | 0M-ALVL0385X1P GROUP1 (04AD) | 2525 | 30% | 1780.7563
0M-11560 | 0M-ALVL0385X1P GROUP2 (04AD 13AC) | Call for Quote | 30%
0M-11561 | 0M-ALVL0395X1P GROUP1 (04AU) | 193 | 30% | 136.1132
0M-11562 | 0M-ALVL0395X1P GROUP2 (04AU 13AC) | Call for Quote | 30%
0M-11563 | 0M-ALCA0953X1P GROUP1 (13AC) | 193 | 30% | 136.1132
0M-11564 | 0M-ALCA0953X1P GROUP2 (13AC 02AG) | Call for Quote | 30%
0M-11565 | 0M-ALCA0953X1P GROUP3 (13AC 02AL) | Call for Quote | 30%
0M-11566 | 0M-ALVL0376X1P GROUP1 (04AC) | Call for Quote | 30%
0M-11567 | 0M-ALVL0376X1P GROUP2 (04AC 13AC) | Call for Quote | 30%
0M-11568 | 0M-ALVL0386X1P GROUP1 (04AD) | 2870 | 30% | 2024.0675
0M-11569 | 0M-ALVL0386X1P GROUP2 (04AD 13AC) | Call for Quote | 30%
0M-11570 | 0M-ALVL0396X1P GROUP1 (04AU) | 193 | 30% | 136.1132
0M-11571 | 0M-ALVL0396X1P GROUP2 (04AU 13AC) | Call for Quote | 30%
0M-11572 | 0M-ALCA0954X1P GROUP1 (13AC) | 193 | 30% | 136.1132
0M-11573 | 0M-ALCA0954X1P GROUP2 (13AC 02AG) | Call for Quote | 30%
0M-11574 | 0M-ALCA0954X1P GROUP3 (13AC 02AL) | Call for Quote | 30%
0M-11575 | 0M-ALVL0381X1P GROUP1 (04AC) | Call for Quote | 30%
0M-11576 | 0M-ALVL0381X1P GROUP2 (04AC 13AC) | Call for Quote | 30%
0M-11577 | 0M-ALVL0391X1P GROUP1 (04AD) | 5505 | 30% | 3882.4012
0M-11578 | 0M-ALVL0391X1P GROUP2 (04AD 13AC) | Call for Quote | 30%
0M-11579 | 0M-ALVL0401X1P GROUP1 (04AU) | 193 | 30% | 136.1132
0M-11580 | 0M-ALVL0401X1P GROUP2 (04AU 13AC) | Call for Quote | 30%
0M-11593 | 0M-ALVL0411X1P GROUP1 (04AC) | Call for Quote | 30%
0M-11594 | 0M-ALVL0411X1P GROUP2 (04AC 13AC) | Call for Quote | 30%
0M-11595 | 0M-ALVL0421X1P GROUP1 (04AD) | 2120 | 30% | 1495.13
0M-11596 | 0M-ALVL0421X1P GROUP1 (04AD 13AC) | Call for Quote | 30%
0M-11606 | 0M-ALVL0438X1P GROUP1 (04A1) | Call for Quote | 30%
0M-11607 | 0M-ALVL0438X1P GROUP2 (04A1 13AC) | Call for Quote | 30%
0M-11608 | 0M-ALVL0446X1P GROUP1 (04A2) | 193 | 30% | 136.1132
0M-11609 | 0M-ALVL0446X1P GROUP2 (04A2 13AC) | Call for Quote | 30%
0M-11610 | 0M-ALVL0454X1P GROUP1 (04A3) | 2985 | 30% | 2105.1713
0M-11611 | 0M-ALVL0454X1P GROUP2 (04A3 13AC) | Call for Quote | 30%
0M-11612 | 0M-ALVL0435X1P GROUP1 (04A1) | Call for Quote | 30%
0M-11613 | 0M-ALVL0435X1P GROUP2 (04A1 13AC) | Call for Quote | 30%
0M-11614 | 0M-ALVL0443X1P GROUP1 (04A2) | 193 | 30% | 136.1132
0M-11615 | 0M-ALVL0443X1P GROUP2 (04A2 13AC) | Call for Quote | 30%
0M-11616 | 0M-ALVL0451X1P GROUP1 (04A3) | 2525 | 30% | 1780.7563
0M-11617 | 0M-ALVL0451X1P GROUP2 (04A3 13AC) | Call for Quote | 30%
0M-11618 | 0M-ALVL0449X1P GROUP1 (04A3) | Call for Quote | 30%
0M-11619 | 0M-ALVL0449X1P GROUP2 (04A3 13AC) | Call for Quote | 30%
0M-11620 | 0M-ALVL0453X1P GROUP1 (04A3) | Call for Quote | 30%
0M-11621 | 0M-ALVL0453X1P GROUP2 (04A3 13AC) | Call for Quote | 30%
0M-11729 | 0M-ALVA1019A1P GROUP 1 (03 AB) | 934 | 30% | 658.7035
0M-11730 | 0M-ALVA1025A1P GROUP 1 (03 AC) | 962 | 30% | 678.4505
0M-11732 | 0M-ALAD0653X1P GROUP1 (10A2) | 993 | 30% | 700.3132
0M-11733 | 0M-ALAD0653X1P GROUP2 (10A2 13AC) | Call for Quote | 30%
0M-11734 | 0M-ALAD0653X1P GROUP3 (10A2 13AE) | Call for Quote | 30%
0M-11736 | 0M-ALAD0654X1P GROUP1 (10A2) | 1060 | 30% | 747.565
0M-11737 | 0M-ALAD0654X1P GROUP2 (10A2 13AC) | Call for Quote | 30%
0M-11738 | 0M-ALAD0654X1P GROUP3 (10A2 13AE) | Call for Quote | 30%
0M-11866 | 0M-ALGF0404A1P GROUP1 (03 AG) | Call for Quote | 30%
0M-11867 | 0M-ALGF0404A1P GROUP2 (03 AG 09 A0-A4) | Call for Quote | 30%
0M-11868 | 0M-ALGF0414A1P GROUP1 (03 AG) | Call for Quote | 30%
0M-11869 | 0M-ALGF0414A1P GROUP2 (03 AG 09 A0-A4) | Call for Quote | 30%
0M-11870 | 0M-ALGF0405A1P GROUP1 (03 AG) | Call for Quote | 30%
0M-11871 | 0M-ALGF0405A1P GROUP2 (03 AG 09 A0-A4) | Call for Quote | 30%
0M-11872 | 0M-ALGF0415A1P GROUP1 (03 AG) | Call for Quote | 30%
0M-11873 | 0M-ALGF0415A1P GROUP2 (03 AG) | Call for Quote | 30%
0M-11874 | 0M-ALGF0406A1P GROUP1 (03 AG) | Call for Quote | 30%
0M-11875 | 0M-ALGF0406A1P GROUP2 (03 AG 09 A0-A4) | Call for Quote | 30%
0M-11876 | 0M-ALGF0416A1P GROUP1 (03 AG) | Call for Quote | 30%
0M-11877 | 0M-ALGF0416A1P GROUP2 (03 AG 09 A0-A4) | Call for Quote | 30%
0M-11878 | 0M-ALGF0407A1P GROUP1 (03 AG) | Call for Quote | 30%
0M-11879 | 0M-ALGF0407A1P GROUP2 (03 AG 09 A0-A4) | Call for Quote | 30%
0M-11880 | 0M-ALGF0417A1P GROUP1 (03 AG) | Call for Quote | 30%
0M-11881 | 0M-ALGF0417A1P GROUP2 (03 AG 09 A0-A4) | Call for Quote | 30%
0M-11882 | 0M-ALGF0408A1P GROUP1 (03 AG) | Call for Quote | 30%
0M-11883 | 0M-ALGF0408A1P GROUP2 (03 AG 09 A0-A4) | Call for Quote | 30%
0M-11884 | 0M-ALGF0418A1P GROUP1 (03 AG) | Call for Quote | 30%
0M-11885 | 0M-ALGF0418A1P GROUP2 (03 AG 09 A0-A4) | Call for Quote | 30%
0M-11886 | 0M-ALGF0409A1P GROUP1 (03 AG) | Call for Quote | 30%
0M-11887 | 0M-ALGF0409A1P GROUP2 (03 AG 09 A0-A4) | Call for Quote | 30%
0M-11888 | 0M-ALGF0419A1P GROUP1 (03 AG) | Call for Quote | 30%
0M-11889 | 0M-ALGF0419A1P GROUP2 (03 AG 09 A0-A4) | Call for Quote | 30%
0M-11890 | 0M-ALGF0410A1P GROUP1 (03 AG) | Call for Quote | 30%
0M-11891 | 0M-ALGF0410A1P GROUP2 (03 AG 09 A0-A4) | Call for Quote | 30%
0M-11892 | 0M-ALGF0420A1P GROUP1 (03 AG) | Call for Quote | 30%
0M-11893 | 0M-ALGF0420A1P GROUP2 (03 AG 09 A0-A4) | Call for Quote | 30%
0M-11894 | 0M-ALGF0644A1P GROUP1 (03 AG) | Call for Quote | 30%
0M-11895 | 0M-ALGF0644A1P GROUP2 (03 AG 09 A0-A1) | Call for Quote | 30%
0M-11896 | 0M-ALGF0684A1P GROUP1 (03 AH) | 857 | 30% | 604.3993
0M-11897 | 0M-ALGF0684A1P GROUP2 (03 AH 09 A0-A1) | Call for Quote | 30%
0M-11898 | 0M-ALGF0724A1P GROUP1 (03 AI) | 193 | 30% | 136.1132
0M-11899 | 0M-ALGF0724A1P GROUP2 (03 AI 09 A0-A1) | Call for Quote | 30%
0M-11900 | 0M-ALGF0804A1P GROUP1 (03 AJ) | 857 | 30% | 604.3993
0M-11901 | 0M-ALGF0804A1P GROUP2 (03 AJ 09 A0-A1) | Call for Quote | 30%
0M-11902 | 0M-ALRD0596A1P GROUP1 (09 AE) | 829 | 30% | 584.6522
0M-11903 | 0M-ALRD0596A1P GROUP2 (09 AE 03 AG) | Call for Quote | 30%
0M-11904 | 0M-ALRD0596A1P GROUP3 (09 AE 03 AI) | Call for Quote | 30%
0M-11905 | 0M-ALRD0598A1P GROUP1 (09 AF) | 829 | 30% | 584.6522
0M-11906 | 0M-ALRD0598A1P GROUP2 (09 AF 03 AG) | Call for Quote | 30%
0M-11907 | 0M-ALRD0598A1P GROUP3 (09 AF 03 AI) | Call for Quote | 30%
0M-11908 | 0M-ALGF0654A1P GROUP1 (03 AG) | Call for Quote | 30%
0M-11909 | 0M-ALGF0654A1P GROUP2 (03 AG 09 A0-A1) | Call for Quote | 30%
0M-11910 | 0M-ALGF0734A1P GROUP1 (03 AI) | 193 | 30% | 136.1132
0M-11911 | 0M-ALGF0734A1P GROUP2 (03 AI 09 A0-A1) | Call for Quote | 30%
0M-11912 | 0M-ALGF0645A1P GROUP1 (03 AG) | Call for Quote | 30%
0M-11913 | 0M-ALGF0645A1P GROUP2 (03 AG 09 A0-A1) | Call for Quote | 30%
0M-11914 | 0M-ALGF0685A1P GROUP1 (03 AH) | 857 | 30% | 604.3993
0M-11915 | 0M-ALGF0685A1P GROUP2 (03 AH 09 A0-A1) | Call for Quote | 30%
0M-11916 | 0M-ALGF0725A1P GROUP1 (03 AI) | 193 | 30% | 136.1132
0M-11917 | 0M-ALGF0725A1P GROUP2 (03 AI 09 A0-A1) | Call for Quote | 30%
0M-11918 | 0M-ALGF0805A1P GROUP1 (03 AJ) | 857 | 30% | 604.3993
0M-11919 | 0M-ALGF0805A1P GROUP2 (03 AJ 09 A0-A1) | Call for Quote | 30%
0M-11920 | 0M-ALRD0597A1P GROUP1 (09 AE) | 829 | 30% | 584.6522
0M-11921 | 0M-ALRD0597A1P GROUP2 (09 AE 03 AG) | Call for Quote | 30%
0M-11922 | 0M-ALRD0597A1P GROUP3 (09 AE 03 AI) | Call for Quote | 30%
0M-11923 | 0M-ALRD0599A1P GROUP1 (09 AF) | 829 | 30% | 584.6522
0M-11924 | 0M-ALRD0599A1P GROUP2 (09 AF 03 AG) | Call for Quote | 30%
0M-11925 | 0M-ALVA1019A1P GROUP 2 (03 AB 01 A1) | Call for Quote | 30%
0M-11926 | 0M-ALVA1019A1P GROUP 3 (03 AB 01 A2) | Call for Quote | 30%
0M-11927 | 0M-ALVA1019A1P GROUP 4 (03 AB 01 A3) | Call for Quote | 30%
0M-11928 | 0M-ALVA1025A1P GROUP 2 (03 AC 01 A1) | Call for Quote | 30%
0M-11929 | 0M-ALVA1025A1P GROUP 3 (03 AC 01 A2) | Call for Quote | 30%
0M-11930 | 0M-ALVA1025A1P GROUP 4 (03 AC 01 A3) | Call for Quote | 30%
0M-11958 | 0M-ALRD0599A1P GROUP3 (09 AF 03 AI) | Call for Quote | 30%
0M-11959 | 0M-ALVA1108X1P GROUP 4 (03 AA 01 A3) | Call for Quote | 30%
0M-11960 | 0M-ALVA1108X1P GROUP 1 (03 AA) | Call for Quote | 30%
0M-11961 | 0M-ALVA1108X1P GROUP 2 (03 AA 01 A1) | Call for Quote | 30%
0M-11962 | 0M-ALVA1108X1P GROUP 3 (03 AA 01 A2) | Call for Quote | 30%
0M-11964 | 0M-ALVA1020X1P GROUP 1 (03 AB) | 1195 | 30% | 842.7738
0M-11965 | 0M-ALVA1020X1P GROUP 2 (03 AB 01 A1) | Call for Quote | 30%
0M-11966 | 0M-ALVA1020X1P GROUP 3 (03 AB 01 A2) | Call for Quote | 30%
0M-11967 | 0M-ALVA1020X1P GROUP 4 (03 AB 01 A3) | Call for Quote | 30%
0M-11968 | 0M-ALVA1026X1P GROUP 1 (03 AC) | 1195 | 30% | 842.7738
0M-11969 | 0M-ALVA1026X1P GROUP 2 (03 AC 01 A1) | Call for Quote | 30%
0M-11970 | 0M-ALVA1026X1P GROUP 3 (03 AC 01 A2) | Call for Quote | 30%
0M-11971 | 0M-ALVA1026X1P GROUP 4 (03 AC 01 A3) | Call for Quote | 30%
0M-11972 | 0M-ALVA1109X1P GROUP 1 (03 AA 01 A1) | Call for Quote | 30%
0M-11973 | 0M-ALVA1109X1P GROUP 2 (03 AA 01 A2) | Call for Quote | 30%
0M-11974 | 0M-ALVA1109X1P GROUP 3 (03 AA 01 A3) | Call for Quote | 30%
0M-11975 | 0M-ALVA1021X1P GROUP 1 (03 AB) | 1475 | 30% | 1040.2438
0M-11976 | 0M-ALVA1021X1P GROUP 2 (03 AB 01 A1) | Call for Quote | 30%
0M-11977 | 0M-ALVA1021X1P GROUP 3 (03 AB 01 A2) | Call for Quote | 30%
0M-11978 | 0M-ALVA1021X1P GROUP 4 (03 AB 01 A3) | Call for Quote | 30%
0M-11979 | 0M-ALVA1027X1P GROUP 1 (03 AC) | 1435 | 30% | 1012.0337
0M-11980 | 0M-ALVA1027X1P GROUP 2 (03 AC 01 A1) | Call for Quote | 30%
0M-11981 | 0M-ALVA1027X1P GROUP 3 (03 AC 01 A2) | 1435 | 30% | 1012.0337
0M-11982 | 0M-ALVA1027X1P GROUP 4 (03 AC 01 A3) | Call for Quote | 30%
0M-11983 | 0M-ALRD0620A1P GROUP1 (09 AE) | Call for Quote | 30%
0M-11986 | 0M-ALRD0620A1P GROUP2 (09 AE 03 AG) | 983 | 30% | 693.2607
0M-11987 | 0M-ALRD0620A1P GROUP3 (09 AE 03 AI) | Call for Quote | 30%
0M-11988 | 0M-ALRD0621A1P GROUP1 (09 AF) | 983 | 30% | 693.2607
0M-11989 | 0M-ALRD0621A1P GROUP2 (09 AF 03 AG) | Call for Quote | 30%
0M-11990 | 0M-ALRD0621A1P GROUP3 (09 AF 03 AI) | Call for Quote | 30%
0M-11991 | 0M-ALGF0648A1P GROUP1 (03 AG) | Call for Quote | 30%
0M-11992 | 0M-ALGF0648A1P GROUP2 (03 AG 09 A0-A1) | Call for Quote | 30%
0M-11993 | 0M-ALGF0728A1P GROUP1 (03 AI) | 348 | 30% | 245.427
0M-11994 | 0M-ALGF0728A1P GROUP2 (03 AI 09 A0-A1) | Call for Quote | 30%
0M-11995 | 0M-ALRD0628A1P GROUP1 (09 AE) | 905 | 30% | 638.2513
0M-11996 | 0M-ALRD0628A1P GROUP2 (09 AE 03 AG) | Call for Quote | 30%
0M-11997 | 0M-ALRD0628A1P GROUP3 (09 AE 03 AI) | Call for Quote | 30%
0M-11998 | 0M-ALRD0631A1P GROUP1 (09 AF) | 905 | 30% | 638.2513
0M-11999 | 0M-ALRD0631A1P GROUP2 (09 AF 03 AG) | Call for Quote | 30%
0M-12200 | 0M-ALRD0631A1P GROUP3 (09 AF 03 AI) | Call for Quote | 30%
0M-12201 | 0M-ALGF0658A1P GROUP1 (03 AG) | Call for Quote | 30%
0M-12202 | 0M-ALGF0658A1P GROUP2 (03 AG 09 A0-A1) | Call for Quote | 30%
0M-12203 | 0M-ALGF0738A1P GROUP1 (03 AI) | 348 | 30% | 245.427
0M-12204 | 0M-ALGF0738A1P GROUP2 (03 AI 09 A0-A1) | Call for Quote | 30%
0M-12205 | 0M-ALGF0649A1P GROUP1 (03 AG) | Call for Quote | 30%
0M-12206 | 0M-ALGF0649A1P GROUP2 (03 AG 09 A0-A1) | Call for Quote | 30%
0M-12207 | 0M-ALGF0729A1P GROUP1 (03 AI) | 348 | 30% | 245.427
0M-12208 | 0M-ALGF0729A1P GROUP2 (03 AI 09 A0-A1) | Call for Quote | 30%
0M-12209 | 0M-ALRD0629A1P GROUP1 (09 AE) | 905 | 30% | 638.2513
0M-12210 | 0M-ALRD0629A1P GROUP2 (09 AE 03 AG) | Call for Quote | 30%
0M-12211 | 0M-ALRD0629A1P GROUP3 (09 AE 03 AI) | Call for Quote | 30%
0M-12212 | 0M-ALRD0632A1P GROUP1 (09 AF) | 905 | 30% | 638.2513
0M-12213 | 0M-ALRD0632A1P GROUP2 (09 AF 03 AG) | Call for Quote | 30%
0M-12214 | 0M-ALRD0632A1P GROUP3 (09 AF 03 AI) | Call for Quote | 30%
0M-12215 | 0M-ALGF0659A1P GROUP1 (03 AG) | Call for Quote | 30%
0M-12216 | 0M-ALGF0659A1P GROUP2 (03 AG 09 A0-A1) | Call for Quote | 30%
0M-12217 | 0M-ALGF0739A1P GROUP1 (03 AI) | 348 | 30% | 245.427
0M-12218 | 0M-ALGF0739A1P GROUP2 (03 AI 09 A0-A1) | Call for Quote | 30%
0M-12219 | 0M-ALGF0650A1P GROUP1 (03 AG) | Call for Quote | 30%
0M-12220 | 0M-ALGF0650A1P GROUP2 (03 AG 09 A0-A1) | Call for Quote | 30%
0M-12221 | 0M-ALGF0730A1P GROUP1 (03 AI) | 348 | 30% | 245.427
0M-12222 | 0M-ALGF0730A1P GROUP2 (03 AI 09 A0-A1) | Call for Quote | 30%
0M-12223 | 0M-ALRD0630A1P GROUP1 (09 AE) | 905 | 30% | 638.2513
0M-12224 | 0M-ALRD0630A1P GROUP2 (09 AE 03 AG) | Call for Quote | 30%
0M-12225 | 0M-ALRD0630A1P GROUP3 (09 AE 03 AI) | Call for Quote | 30%
0M-12226 | 0M-ALRD0633A1P GROUP1 (09 AF) | 905 | 30% | 638.2513
0M-12227 | 0M-ALRD0633A1P GROUP2 (09 AF 03 AG) | Call for Quote | 30%
0M-12228 | 0M-ALRD0633A1P GROUP3 (09 AF 03 AI) | Call for Quote | 30%
0M-12229 | 0M-ALGF0660A1P GROUP1 (03 AG) | Call for Quote | 30%
0M-12230 | 0M-ALGF0660A1P GROUP2 (03 AG 09 A0-A1) | Call for Quote | 30%
0M-12231 | 0M-ALGF0740A1P GROUP1 (03 AI) | 348 | 30% | 245.427
0M-12232 | 0M-ALGF0740A1P GROUP2 (03 AI 09 A0-A1) | Call for Quote | 30%
0M-12233 | 0M-ALGF0484A1P GROUP1 (03 AG) | Call for Quote | 30%
0M-12234 | 0M-ALGF0484A1P GROUP2 (03 AG 09 A0-A4) | Call for Quote | 30%
0M-12235 | 0M-ALGF0524A1P GROUP1 (03 AH) | 857 | 30% | 604.3993
0M-12236 | 0M-ALGF0524A1P GROUP2 (03 AH 09 A0-A4) | Call for Quote | 30%
0M-12237 | 0M-ALGF0564A1P GROUP1 (03 AI) | 193 | 30% | 136.1132
0M-12238 | 0M-ALGF0564A1P GROUP2 (03 AI 09 A0-A4) | Call for Quote | 30%
0M-12239 | 0M-ALGF0764A1P GROUP1 (03 AJ) | 857 | 30% | 604.3993
0M-12240 | 0M-ALGF0764A1P GROUP2 (03 AJ 09 A0-A4) | Call for Quote | 30%
0M-12241 | 0M-ALGF0494A1P GROUP1 (03 AG) | Call for Quote | 30%
0M-12242 | 0M-ALGF0494A1P GROUP2 (03 AG 09 A0-A4) | Call for Quote | 30%
0M-12243 | 0M-ALGF0534A1P GROUP1 (03 AH) | 857 | 30% | 604.3993
0M-12244 | 0M-ALGF0534A1P GROUP2 (03 AH 09 A0-A4) | Call for Quote | 30%
0M-12245 | 0M-ALGF0574A1P GROUP1 (03 AI) | 193 | 30% | 136.1132
0M-12246 | 0M-ALGF0574A1P GROUP2 (03 AI 09 A0-A4) | Call for Quote | 30%
0M-12247 | 0M-ALGF0774A1P GROUP1 (03 AJ) | 884 | 30% | 623.441
0M-12248 | 0M-ALGF0774A1P GROUP2 (03 AJ 09 A0-A4) | Call for Quote | 30%
0M-12249 | 0M-ALGF0485A1P GROUP1 (03 AG) | Call for Quote | 30%
0M-12250 | 0M-ALGF0485A1P GROUP2 (03 AG 09 A0-A1) | Call for Quote | 30%
0M-12251 | 0M-ALGF0525A1P GROUP1 (03 AH) | 857 | 30% | 604.3993
0M-12252 | 0M-ALGF0525A1P GROUP2 (03 AH 09 A0-A1) | Call for Quote | 30%
0M-12253 | 0M-ALGF0565A1P GROUP1 (03 AI) | 193 | 30% | 136.1132
0M-12254 | 0M-ALGF0565A1P GROUP2 (03 AI 09 A0-A1) | Call for Quote | 30%
0M-12255 | 0M-ALGF0765A1P GROUP1 (03 AJ) | 857 | 30% | 604.3993
0M-12256 | 0M-ALGF0765A1P GROUP2 (03 AJ 09 A0-A1) | Call for Quote | 30%
0M-12257 | 0M-ALGF0495A1P GROUP1 (03 AG) | Call for Quote | 30%
0M-12258 | 0M-ALGF0495A1P GROUP2 (03 AG 09 A0-A4) | Call for Quote | 30%
0M-12259 | 0M-ALGF0535A1P GROUP1 (03 AH) | 857 | 30% | 604.3993
0M-12260 | 0M-ALGF0535A1P GROUP2 (03 AH 09 A0-A4) | Call for Quote | 30%
0M-12261 | 0M-ALGF0575A1P GROUP1 (03 AI) | 193 | 30% | 136.1132
0M-12262 | 0M-ALGF0575A1P GROUP2 (03 AI 09 A0-A4) | Call for Quote | 30%
0M-12263 | 0M-ALGF0775A1P GROUP1 (03 AJ) | 857 | 30% | 604.3993
0M-12264 | 0M-ALGF0775A1P GROUP2 (03 AJ 09 A0-A4) | Call for Quote | 30%
0M-12265 | 0M-ALGF0486A1P GROUP1 (03 AG) | Call for Quote | 30%