## Pricing
Liebert
Manufacturer Part Number | Product Description | MSRP | DIR Discount % | DIR Customer Price
6997 | C19 - IEC Plug Shield | 9 | 15% | 7.7074
6998 | IEC Plug Shield Removal Tool | 13 | 15% | 11.1329
7899 | 39in Vertical rPDU Bracket | 15 | 15% | 12.8456
7900 | 66in Vertical rPDU Bracket | 20 | 15% | 17.1275
7940 | 48in Vertical rPDU Bracket | 17 | 15% | 14.5584
8204 | Power Supply 6V DC | 19.8 | 15% | 16.9562
8219 | Power Supply 6VDC - British | 17.6 | 15% | 15.0722
8746 | Power Supply International 6V DC | 28.6 | 15% | 24.4923
8917 | 72in Vertical rPDU Bracket | 39 | 15% | 33.3986
11029 | rPDU, Basic Standard, 20A, 208V, 3.3kW, Horizontal/Vertical, (4) IEC C13, (4) IEC C19, 10ft power cord with L6- 20P, Black Powder Coat. | 233 | 15% | 199.5354
11031 | rPDU, Basic Standard, 20A, 120V, 1.9kW, Vertical, (14) NEMA 5-20R, 10ft power cord with L5-20P, Black Powder Coat. | 231 | 15% | 197.8226
11038 | rPDU, Basic Standard, 20A, 120/208V WYE, 5.7kW, Vertical, (24) IEC C13, 10ft power cord with L21-20P, Black Powder Coat. | 449 | 15% | 384.5124
11053 | rPDU, Basic Standard, 30A, 208V, 4.9kW, Vertical, (24) IEC C13, (6) IEC C19, 10ft power cord with L6-30P, Black Powder Coat. | 722 | 15% | 618.3027
11055 | rPDU, Basic Surge, 20A, 120V, 1.9kW, Horizontal/Vertical, (8) NEMA 5-20R, 10ft power cord with L5-20P, Black Powder Coat. | 203 | 15% | 173.8441
11060 | rPDU, Basic Standard, 20A, 208V, 3.3kW, Horizontal, (6) NEMA L6-20R, 10ft power cord with L6-20P, Black Powder Coat. | 574 | 15% | 491.5593
11080 | rPDU, Basic Surge, 20A, 120V, 1.9kW, Vertical, (14) NEMA 5-20R, 10ft power cord with 5-20P, Black Powder Coat. | 237 | 15% | 202.9609
11091 | rPDU, Basic Standard, 20A, 120/208V WYE, 5.7kW, Vertical, (24) NEMA 6-20R, 10ft power cord with L21-20P, Black Powder Coat. | 780 | 15% | 667.9725
11092 | rPDU, Basic Standard, 20A, 120/208V WYE, 5.7kW, Vertical, (24) NEMA 5-20R, 10ft power cord with L21-20P, Black Powder Coat. | 619 | 15% | 530.0961
11106 | rPDU, Basic Standard, 20A, 208V, 3.3kW, Horizontal, (12) NEMA 6-20R, 10ft power cord with L6-20P, Black Powder Coat. | 419 | 15% | 358.8211
11108 | rPDU, Metered Standard, 20A, 208V, 3.3kW, Horizontal, (12) NEMA 6-20R, 10ft power cord with L6-20P, Black Powder Coat. | 596 | 15% | 510.3995
11118 | rPDU, Metered Surge, 20A, 120V, 1.9kW, Vertical, (20) NEMA 5-20R, 10ft power cord with 5-20P, Black Powder Coat. | 462 | 15% | 395.6453
11156 | rPDU, Basic Standard, 15A, 120V, 1.4kW, Vertical, (12) NEMA 5-15R, 10ft power cord with 5-15P, Black Powder Coat. | 136 | 15% | 116.467
11158 | rPDU, Basic Standard, 20A, 120V, 1.9kW, Vertical, (12) NEMA 5-20R, 10ft power cord with 5-20P, Black Powder Coat. | 146 | 15% | 125.0307
11167 | rPDU, Basic Standard, 20A, 120V, 1.9kW, Horizontal, (6) NEMA L5-20R, 10ft power cord with L5-20P, Black Powder Coat. | 468 | 15% | 400.7835
11168 | rPDU, Metered Standard, 20A, 120V, 1.9kW, Horizontal, (6) NEMA L5-20R, 10ft power cord with L5-20P, Black Powder Coat. | 655 | 15% | 560.9256
11175 | rPDU, Metered Standard, 30A, 208V, 4.9kW, Horizontal, (12) NEMA 6-20R, 10ft power cord with L6-30P, Black Powder Coat. | 816 | 15% | 698.802
11188 | rPDU, Basic Surge, 20A, 120V, 1.9kW, Vertical, (20) NEMA 5-20R, 10ft power cord with 5-20P, Black Powder Coat. | 301 | 15% | 257.7689
11205 | rPDU, Metered Standard, 20A, 208V, 3.3kW, Vertical, (20) NEMA 6-20R, 10ft power cord with L6-20P, Black Powder Coat. | 693 | 15% | 593.4679
11214 | rPDU, Basic Surge, 20A, 120V, 1.9kW, Vertical, (20) NEMA 5-20R, 10ft power cord with L5-20P, Black Powder Coat. | 315 | 15% | 269.7581
11219 | rPDU, Metered Standard, 30A, 208V, 4.9kW, Horizontal, (6) NEMA L6-20R, 10ft power cord with L6-30P, Black Powder Coat. | 998 | 15% | 854.6622
11227 | rPDU, Basic Standard, 15A, 120V, 1.4kW, Vertical, (20) NEMA 5-15R, 10ft power cord with 5-15P, Black Powder Coat. | 241 | 15% | 206.3864
11244 | rPDU, Metered Standard, 20A, 208V, 3.3kW, Horizontal, (12) NEMA 6-20R, 10ft power cord with L6-20P, Black Powder Coat. | 529 | 15% | 453.0224
11335 | rPDU, Basic Standard, 20A, 120/208V WYE, 5.7kW, Vertical, (24) NEMA 5-20R, (6) NEMA L6-20R, 10ft power cord with L21-20P, Black Powder Coat. | 747 | 15% | 639.7121
11364 | rPDU, Metered Standard, 30A, 120V, 2.8kW, Horizontal, (20) NEMA 5-20R, 10ft power cord with L5-30P, Black Powder Coat. | 707 | 15% | 605.4571
11389 | rPDU, Metered Surge, 20A, 120V, 1.9kW, Horizontal, (10) NEMA 5-20R, 10ft power cord with L5-20P, Black Powder Coat. | 457 | 15% | 391.3634
11519 | rPDU, Basic Standard, 15A, 120V, 1.4kW, Horizontal, (10) NEMA 5-15R, 10ft power cord with 5-15P, Black Powder Coat. | 121 | 15% | 103.6214
11752 | rPDU, Basic Standard, 20A, 120V, 1.9kW, Vertical, (24) NEMA 5-20R, 10ft power cord with L5-20P, Black Powder Coat. | 422 | 15% | 361.3903
11761 | rPDU, Metered Standard, 20A, 120V, 1.9kW, Horizontal, (10) NEMA 5-20R, 10ft power cord with 5-20P, Black Powder Coat. | 412 | 15% | 352.8265
11762 | rPDU, Metered Standard, 20A, 208V, 3.3kW, Horizontal, (6) NEMA L6-20R, 10ft power cord with L6-20P, Black Powder Coat. | 753 | 15% | 644.8504
11777 | rPDU, Basic Standard, 20A, 120V, 1.9kW, Horizontal/Vertical, (8) NEMA 5-20R, 10ft power cord with 5-20P, Black Powder Coat. | 173 | 15% | 148.1529
11808 | rPDU, Metered Surge, 20A, 120V, 1.9kW, Horizontal, (10) NEMA 5-20R, 10ft power cord with 5-20P, Black Powder Coat. | 443 | 15% | 379.3741
11844 | rPDU, Basic Standard, 20A, 120V, 1.9kW, Horizontal, (10) NEMA 5-20R, 10ft power cord with 5-20P, Black Powder Coat. | 182 | 15% | 155.8603
11908 | rPDU, Metered Surge, 20A, 120V, 1.9kW, Horizontal, (10) NEMA 5-20R, 10ft power cord with 5-20P, Black Powder Coat. | 443 | 15% | 379.3741
11934 | rPDU, Basic Standard, 30A, 120V, 2.8kW, Horizontal, (6) NEMA L5-30R, 10ft power cord with L5-30P, Black Powder Coat. | 593 | 15% | 507.8304
11957 | rPDU, Metered Standard, 20A, 120V OR 208V, 1.9 or 3.3kW, Horizontal/Vertical, (10) IEC C13, C20, Black Powder Coat. | 427 | 15% | 365.6721
11961 | rPDU, Basic Standard, 20A, 120V, 1.9kW, Vertical, (10) NEMA 5-20R, 10ft power cord with L5-20P, Black Powder Coat. | 202 | 15% | 172.9878
11972 | rPDU, Metered Standard, 20A, 208V, 3.3kW, Horizontal, (12) NEMA 6-20R, 10ft power cord with L6-20P, Black Powder Coat. | 529 | 15% | 453.0224
11988 | rPDU, Basic Standard, 20A, 120V, 1.9kW, Vertical, (12) NEMA 5-20R, 10ft power cord with 5-20P, Black Powder Coat. | 146 | 15% | 125.0307
11995 | rPDU, Metered Standard, 30A, 208V, 4.9kW, Horizontal, (6) NEMA L6-30R, 10ft power cord with L6-30P, Black Powder Coat. | 886 | 15% | 758.7483
11996 | rPDU, Basic Surge, 20A, 120V, 1.9kW, Vertical, (14) NEMA 5-20R, 10ft power cord with L5-20P, Black Powder Coat. | 251 | 15% | 214.9501
12013 | rPDU, Metered Standard, 30A, 120V, 2.8kW, Horizontal, (20) NEMA 5-20R, 10ft power cord with L5-30P, Black Powder Coat. | 707 | 15% | 605.4571
12036 | rPDU, Metered Standard, 15A, 120V, 1.4kW, Horizontal, (10) NEMA 5-15R, 10ft power cord with 5-15P, Black Powder Coat. | 291 | 15% | 249.2051
12038 | rPDU, Metered Standard, 20A, 120V, 1.9kW, Horizontal, (10) NEMA 5-20R, 10ft power cord with 5-20P, Black Powder Coat. | 434 | 15% | 371.6667
12054 | rPDU, Basic Standard, 20A, 120V, 1.9kW, Horizontal, (6) NEMA L5-20R, 10ft power cord with 5-20P, Black Powder Coat. | 454 | 15% | 388.7942
12055 | rPDU, Metered Surge, 20A, 120V, 1.9kW, Vertical, (20) NEMA 5-20R, 10ft power cord with 5-20P, Black Powder Coat. | 462 | 15% | 395.6453
12068 | rPDU, Metered Standard, 20A, 208V, 3.3kW, Horizontal/Vertical, (4) IEC C13, (4) IEC C19, 10ft power cord with L6- 20P, Black Powder Coat. | 463 | 15% | 396.5016
12072 | rPDU, Metered Standard, 15A, 120V, 1.4kW, Vertical, (20) NEMA 5-15R, 10ft power cord with 5-15P, Black Powder Coat. | 429 | 15% | 367.3849
12086 | rPDU, Metered Standard, 30A, 208V, 4.9kW, Horizontal, (16) IEC C13, 10ft power cord with L6-30P, Black Powder Coat. | 713 | 15% | 610.5954
12090 | rPDU, Basic Standard, 20A, 120V, 1.9kW, Horizontal, (6) NEMA 5-20R, 10ft power cord with 5-20P | 159 | 15% | 136.1636
12102 | rPDU, Metered Standard, 20A, 120V, 1.9kW, Horizontal, (10) NEMA 5-20R, 10ft power cord with 5-20P, Black Powder Coat. | 412 | 15% | 352.8265
12114 | rPDU, Metered Standard, 20A, 120V OR 208V, 1.9 or 3.3kW, Horizontal, (16) IEC C13, C20, Black Powder Coat. | 440 | 15% | 376.805
12116 | rPDU, Metered Standard, 20A, 120V OR 208V, 1.9 or 3.3kW, Horizontal, (16) IEC C13, C20, Black Powder Coat. | 541 | 15% | 463.2989
12154 | rPDU, Metered Standard, 30A, 208V, 4.9kW, Horizontal/Vertical, (4) IEC C13, (4) IEC C19, 10ft power cord with L6- 30P, Black Powder Coat. | 516 | 15% | 441.8895
12193 | rPDU, Metered Standard, 20A, 208V, 3.3kW, Vertical, (24) IEC C13, 10ft power cord with L6-20P, Black Powder Coat. | 548 | 15% | 469.2935
12197 | rPDU, Metered Standard, 30A, 208V, 4.9kW, Horizontal/Vertical, (10) IEC C13, 10ft power cord with L6-30P, Black Powder Coat. | 599 | 15% | 512.9686
12300 | rPDU, Metered Standard, 20A, 120V, 1.9kW, Vertical, (20) NEMA 5-20R, 10ft power cord with 5-20P, Black Powder Coat. | 445 | 15% | 381.0869
12333 | rPDU, Metered Standard, 30A, 208V, 4.9kW, Horizontal, (20) NEMA 6-20R, 10ft power cord with L6-30P, Black Powder Coat. | 999 | 15% | 855.5186
12340 | rPDU, Metered Standard, 20A, 208V, 3.3kW, Horizontal, (16) IEC C13, 10ft power cord with L6-20P, Black Powder Coat. | 514 | 15% | 440.1768
12348 | rPDU, Basic Standard, 20A, 120V, 1.9kW, Vertical, (20) NEMA 5-20R, 10ft power cord with L5-20P, Black Powder Coat. | 276 | 15% | 236.3595
12457 | rPDU, Metered Surge, 15A, 120V, 1.4kW, Horizontal, (10) NEMA 5-15R, 10ft power cord with 5-15P, Black Powder Coat. | 297 | 15% | 254.3434
12566 | rPDU, Metered Surge, 15A, 120V, 1.4kW, Horizontal, (10) NEMA 5-15R, 10ft power cord with 5-15P, Black Powder Coat. | 316 | 15% | 270.6145
12568 | rPDU, Metered Surge, 20A, 120V, 1.9kW, Horizontal, (10) NEMA 5-20R, 10ft power cord with 5-20P, Black Powder Coat. | 456 | 15% | 390.507
12569 | rPDU, Basic Standard, 15A, 120V, 1.4kW, Horizontal, (6) NEMA 5-15R, 10ft power cord with 5-15P, Black Powder Coat. | 96 | 15% | 82.212
12570 | rPDU, Basic Standard, 15A, 120V, 1.4kW, Horizontal, (12) NEMA 5-15R, 10ft power cord with 5-15P, Black Powder Coat. | 132 | 15% | 113.0415
12571 | rPDU, Basic Standard, 20A, 120V, 1.9kW, Horizontal, (12) NEMA 5-20R, 10ft power cord with 5-20P, Black Powder Coat. | 200 | 15% | 171.275
12572 | rPDU, Metered Standard, 20A, 120V, 1.9kW, Horizontal, (6) NEMA L5-20R, 10ft power cord with 5-20P, Black Powder Coat. | 641 | 15% | 548.9364
12577 | rPDU, Metered Standard, 30A, 120V, 2.8kW, Horizontal, (6) NEMA L5-20R, 10ft power cord with L5-30P, Black Powder Coat. | 769 | 15% | 658.5524
12578 | rPDU, Metered Standard, 30A, 120V, 2.8kW, Horizontal, (6) NEMA L5-30R, 10ft power cord with L5-30P, Black Powder Coat. | 766 | 15% | 655.9833
12579 | rPDU, Metered Standard, 15A, 120V, 1.4kW, Vertical, (20) NEMA 5-15R, 10ft power cord with 5-15P, Black Powder Coat. | 429 | 15% | 367.3849
12580 | rPDU, Metered Surge, 15A, 120V, 1.4kW, Vertical, (20) NEMA 5-15R, 10ft power cord with 5-15P, Black Powder Coat. | 453 | 15% | 387.9379
12600 | rPDU, Basic Standard, 20A, 120/208V WYE, 5.7kW, Vertical, (24) IEC C13, (6) IEC C19, 10ft power cord with L21- 20P, Black Powder Coat. | 623 | 15% | 533.5216
12610 | rPDU, Basic Standard, 30A, 120/208V WYE, 8.6kW, Vertical, (24) IEC C13, (6) IEC C19, 10ft power cord with L21- 30P, Black Powder Coat. | 1016 | 15% | 870.077
12644 | rPDU, Metered Standard, 20A, 120V, 1.9kW, Horizontal, (10) NEMA 5-20R, 10ft power cord with L5-20P, Black Powder Coat. | 426 | 15% | 364.8157
12655 | rPDU, Basic Standard, 30A, 208V DELTA, 8.6kW, Vertical, (12) NEMA L6-20R, 10ft power cord with L15-30P, Black Powder Coat. | 1395 | 15% | 1194.6431
12656 | rPDU, Basic Standard, 30A, 208V DELTA, 8.6kW, Vertical, (24) NEMA 6-20R, 10ft power cord with L15-30P, Black Powder Coat. | 1276 | 15% | 1092.7345
12659 | rPDU, Basic Standard, 30A, 208V DELTA, 8.6kW, Vertical, (24) IEC C13, (6) IEC C19, 10ft power cord with L15- 30P, Black Powder Coat. | 1008 | 15% | 863.226
12712 | rPDU, Metered Standard, 30A, 208V, 4.9kW, Horizontal/Vertical, (8) IEC C13, 10ft power cord with L6-30P, Black Powder Coat. | 572 | 15% | 489.8465
12792 | rPDU, Metered Standard, 15A, 120V, 1.4kW, Vertical, (20) NEMA 5-15R, 10ft power cord with 5-15P, Black Powder Coat. | 429 | 15% | 367.3849
12812 | rPDU, Basic Standard, 20A, 120V, 1.9kW, Horizontal, (12) NEMA 5-20R, 10ft power cord with L5-20P, Black Powder Coat. | 214 | 15% | 183.2643
12815 | rPDU, Basic Standard, 15A, 120V, 1.4kW, Horizontal/Vertical, (8) NEMA 5-15R, 10ft power cord with 5-15P, Black Powder Coat. | 155 | 15% | 132.7381
12816 | rPDU, Basic Standard, 30A, 120V, 2.8kW, Horizontal, (6) NEMA L5-20R, 10ft power cord with L5-30P, Black Powder Coat. | 591 | 15% | 506.1176
12851 | rPDU, Basic Surge, 20A, 120V, 1.9kW, Horizontal/Vertical, (8) NEMA 5-20R, 10ft power cord with L5-20P, Black Powder Coat. | 203 | 15% | 173.8441
12930 | rPDU, Basic Surge, 20A, 120V, 1.9kW, Vertical, (14) NEMA 5-20R, 10ft power cord with L5-20P, Black Powder Coat. | 251 | 15% | 214.9501
12949 | rPDU, Metered Standard, 20A, 208V, 3.3kW, Horizontal/Vertical, (8) IEC C13, 10ft power cord with L6-20P, Black Powder Coat. | 464 | 15% | 397.358
12970 | rPDU, Basic Surge, 15A, 120V, 1.4kW, Vertical, (20) NEMA 5-15R, 10ft power cord with 5-15P, Black Powder Coat. | 276 | 15% | 236.3595
13135 | rPDU, Metered Surge, 20A, 120V, 1.9kW, Vertical, (20) NEMA 5-20R, 10ft power cord with 5-20P, Black Powder Coat. | 462 | 15% | 395.6453
13192 | rPDU, Metered Standard, 20A, 208V, 3.3kW, Horizontal/Vertical, (10) IEC C13, 10ft power cord with L6-20P, Black Powder Coat. | 470 | 15% | 402.4963
13203 | rPDU, Basic Surge, 20A, 120V, 1.9kW, Vertical, (8) NEMA 5-20R, 10ft power cord with 5-20P, Black Powder Coat. | 192 | 15% | 164.424
13212 | rPDU, Metered Standard, 20A, 120V, 1.9kW, Horizontal, (6) NEMA L5-20R, 10ft power cord with L5-20P, Black Powder Coat. | 655 | 15% | 560.9256
13213 | rPDU, Metered Standard, 30A, 120V, 2.8kW, Horizontal, (6) NEMA L5-20R, 10ft power cord with L5-30P, Black Powder Coat. | 769 | 15% | 658.5524
13250 | rPDU, Basic Standard, 20A, 120V, 1.9kW, Vertical, (14) NEMA 5-20R, 10ft power cord with 5-20P, Black Powder Coat. | 216 | 15% | 184.977
13298 | rPDU, Basic Standard, 20A, 120V, 1.9kW, Vertical, (8) NEMA 5-20R, 10ft power cord with 5-20P, Black Powder Coat. | 171 | 15% | 146.4401
13317 | rPDU, Metered Standard, 20A, 120V, 1.9kW, Horizontal, (10) NEMA 5-20R, 10ft power cord with L5-20P, Black Powder Coat. | 448 | 15% | 383.656
13343 | rPDU, Metered Standard, 20A, 120V, 1.9kW, Horizontal, (10) NEMA 5-20R, 10ft power cord with L5-20P, Black Powder Coat. | 448 | 15% | 383.656
13357 | rPDU, Basic Surge, 15A, 120V, 1.4kW, Vertical, (10) NEMA 5-15R, 10ft power cord with 5-15P, Black Powder Coat. | 193 | 15% | 165.2804
13365 | rPDU, Basic Surge, 20A, 120V, 1.9kW, Vertical, (20) NEMA 5-20R, 10ft power cord with 5-20P, Black Powder Coat. | 301 | 15% | 257.7689
13435 | rPDU, Basic Standard, 30A, 120/208V WYE, 8.6kW, Horizontal, (18) NEMA 5-20R, 10ft power cord with L21-30P, Black Powder Coat. | 1359 | 15% | 1163.8136
13439 | rPDU, Metered Standard, 30A, 208V, 4.9kW, Horizontal, (6) NEMA L6-20R, 10ft power cord with L6-30P, Black Powder Coat. | 998 | 15% | 854.6622
13463 | rPDU, Basic Standard, 15A, 120V, 1.4kW, Vertical, (8) NEMA 5-15R, 10ft power cord with 5-15P, Black Powder Coat. | 160 | 15% | 137.02
13648 | rPDU, Metered Surge, 15A, 120V, 1.4kW, Horizontal, (10) NEMA 5-15R, 10ft power cord with 5-15P, Black Powder Coat. | 316 | 15% | 270.6145
13690 | rPDU, Metered Surge, 20A, 120V, 1.9kW, Vertical, (20) NEMA 5-20R, 10ft power cord with 5-20P, Black Powder Coat. | 462 | 15% | 395.6453
14068 | rPDU, Metered Standard, 30A, 208V, 4.9kW, Vertical, (12) NEMA L6-20R, 10ft power cord with L6-30P, Black Powder Coat. | 1392 | 15% | 1192.074
14171 | rPDU, Metered Surge, 20A, 120V, 1.9kW, Horizontal, (10) NEMA 5-20R, 10ft power cord with L5-20P, Black Powder Coat. | 470 | 15% | 402.4963
14212 | rPDU, Metered Standard, 20A, 208V, 3.3kW, Horizontal, (12) NEMA 6-20R, 10ft power cord with L6-20P, Black Powder Coat. | 596 | 15% | 510.3995
14282 | rPDU, Auto Transfer Switch Metered, 20A, 120V, 1.9kW, Horizontal, (10) NEMA 5-20R, 10ft power cords with 5-20P, Black Powder Coat. | 869 | 15% | 744.1899
14283 | rPDU, Auto Transfer Switch Metered, 30A, 120V, 2.8kW, Horizontal, (10) NEMA 5-20R, 10ft power cords with L5- 30P, Black Powder Coat. | 1001 | 15% | 857.2314
14306 | rPDU, Auto Transfer Switch Standard, 20A, 120V, 1.9kW, Horizontal, (10) NEMA 5-20R, 10ft power cords with 5- 20P, Black Powder Coat. | 641 | 15% | 548.9364
14307 | rPDU, Auto Transfer Switch Standard, 15A, 120V, 1.4kW, Horizontal, (10) NEMA 5-15R, 10ft power cords with 5- 15P, Black Powder Coat. | 578 | 15% | 494.9848
14321 | rPDU, Auto Transfer Switch Standard, 20A, 120V, 1.9kW, Horizontal, (10) NEMA 5-20R, 10ft power cords with L5- 20P, Black Powder Coat. | 670 | 15% | 573.7713
14332 | rPDU, Auto Transfer Switch Metered, 20A, 120V, 1.9kW, Horizontal, (10) NEMA 5-20R, 10ft power cords with L5- 20P, Black Powder Coat. | 899 | 15% | 769.8811
14342 | rPDU, Metered Surge, 20A, 120V, 1.9kW, Vertical, (20) NEMA 5-20R, 10ft power cord with L5-20P, Black Powder Coat. | 477 | 15% | 408.4909
14423 | rPDU, Auto Transfer Switch Metered, 30A, 208V, 4.9kW, Horizontal, (8) IEC C13, (2) IEC C19, 10ft power cords with L6-30P, Black Powder Coat. | 1022 | 15% | 875.2152
14451 | rPDU, Auto Transfer Switch Metered, 20A, 208V, 3.3kW, Horizontal, (8) IEC C13, (2) IEC C19, 10ft power cords with L6-20P, Black Powder Coat. | 916 | 15% | 784.4395
14468 | rPDU, Auto Transfer Switch Standard, 30A, 120V, 2.8kW, Horizontal, (10) NEMA 5-20R, 10ft power cords with L5- 30P, Black Powder Coat. | 765 | 15% | 655.1269
14492 | rPDU, Auto Transfer Switch Metered, 20A, 120V, 1.9kW, Horizontal, (10) NEMA 5-20R, 10ft power cords with L5- 20P, Black Powder Coat. | 899 | 15% | 769.8811
14535 | rPDU, Metered Standard, 20A, 120V, 1.9kW, Horizontal, (10) NEMA 5-20R, 10ft power cord with L5-20P, Black Powder Coat. | 448 | 15% | 383.656
14538 | rPDU, Auto Transfer Switch Standard, 20A, 208V, 3.3kW, Horizontal, (8) IEC C13, (2) IEC C19, 10ft power cords with L6-20P, Black Powder Coat. | 677 | 15% | 579.7659
14547 | rPDU, Basic Surge, 15A, 120V, 1.4kW, Vertical, (14) NEMA 5-15R, 10ft power cord with 5-15P, Black Powder Coat. | 218 | 15% | 186.6898
14560 | rPDU, Metered Standard, 30A, 208V, 4.9kW, Horizontal, (6) NEMA L6-30R, 10ft power cord with L6-30P, Black Powder Coat. | 886 | 15% | 758.7483
14587 | rPDU, Auto Transfer Switch Metered, 15A, 120V, 1.4kW, Horizontal, (10) NEMA 5-15R, 10ft power cords with 5-15P, Black Powder Coat. | 813 | 15% | 696.2329
14660 | rPDU, Basic Standard, 20A, 120V, 1.9kW, Vertical, (12) NEMA 5-20R, 10ft power cord with L5-20P, Black Powder Coat. | 160 | 15% | 137.02
14664 | rPDU, Auto Transfer Switch Metered, 20A, 120V, 1.9kW, Horizontal, (10) NEMA 5-20R, 10ft power cords with 5-20P, Black Powder Coat. | 869 | 15% | 744.1899
14678 | rPDU, Metered Standard, 20A, 120V, 1.9kW, Vertical, (20) NEMA 5-20R, 10ft power cord with L5-20P, Black Powder Coat. | 459 | 15% | 393.0761
14687 | rPDU, Auto Transfer Switch Standard, 30A, 208V, 4.9kW, Horizontal, (1) NEMA L6-30R, 10ft power cords with L6- 30P, Black Powder Coat. | 781 | 15% | 668.8289
14723 | rPDU, Auto Transfer Switch Metered, 30A, 208V, 4.9kW, Horizontal, (1) NEMA L6-30R, 10ft power cords with L6- 30P, Black Powder Coat. | 1020 | 15% | 873.5025
14747 | rPDU, Basic Surge, 15A, 120V, 1.4kW, Vertical, (14) NEMA 5-15R, 10ft power cord with 5-15P, Black Powder Coat. | 218 | 15% | 186.6898
14771 | rPDU, Auto Transfer Switch Standard, 30A, 208V, 4.9kW, Horizontal, (8) IEC C13, (2) IEC C19, 10ft power cords with L6-30P, Black Powder Coat. | 783 | 15% | 670.5416
14785 | rPDU, Metered Standard, 20A, 208V, 3.3kW, Horizontal/Vertical, (4) IEC C13, (4) IEC C19, 10ft power cord with L6- 20P, Black Powder Coat. | 463 | 15% | 396.5016
14911 | rPDU, Auto Transfer Switch Metered, 20A, 208V, 3.3kW, Horizontal, (8) IEC C13, (2) IEC C19, 10ft power cords with L6-20P, Black Powder Coat. | 916 | 15% | 784.4395
15059 | rPDU, Basic Standard, 15A, 120V, 1.4kW, Vertical, (12) NEMA 5-15R, 10ft power cord with 5-15P, Black Powder Coat. | 136 | 15% | 116.467
15085 | rPDU, Metered Standard, 15A, 120V, 1.4kW, Horizontal, (10) NEMA 5-15R, 10ft power cord with 5-15P, Black Powder Coat. | 291 | 15% | 249.2051
15296 | rPDU, Auto Transfer Switch Metered, 30A, 208V, 4.9kW, Horizontal, (1) NEMA L6-30R, 10ft power cords with L6- 30P, Black Powder Coat. | 1020 | 15% | 873.5025
15556 | rPDU, Metered Standard, 20A, 120V, 1.9kW, Horizontal, (10) NEMA 5-20R, 10ft power cord with 5-20P, Black Powder Coat. | 434 | 15% | 371.6667
15558 | rPDU, Auto Transfer Switch Metered, 15A, 120V, 1.4kW, Horizontal, (10) NEMA 5-15R, 10ft power cords with 5-15P, Black Powder Coat. | 813 | 15% | 696.2329
15780 | rPDU, Metered Standard, 20A, 120V, 1.9kW, Vertical, (20) NEMA 5-20R, 10ft power cord with 5-20P, Black Powder Coat. | 445 | 15% | 381.0869
15830 | rPDU, Basic Standard, 15A, 120V, 1.4kW, Vertical, (20) NEMA 5-15R, 10ft power cord with 5-15P, Black Powder Coat. | 241 | 15% | 206.3864
15865 | rPDU, Metered Surge, 20A, 120V, 1.9kW, Horizontal, (10) NEMA 5-20R, 10ft power cord with 5-20P, Black Powder Coat. | 456 | 15% | 390.507
15930 | rPDU, Metered Standard, 20A, 120V, 1.9kW, Vertical, (20) NEMA 5-20R, 10ft power cord with 5-20P, Black Powder Coat. | 445 | 15% | 381.0869
15935 | rPDU, Basic Surge, 20A, 120V, 1.9kW, Vertical, (14) NEMA 5-20R, 10ft power cord with L5-20P, Black Powder Coat. | 251 | 15% | 214.9501
15937 | rPDU, Metered Standard, 15A, 120V, 1.4kW, Horizontal, (10) NEMA 5-15R, 10ft power cord with 5-15P, Black Powder Coat. | 291 | 15% | 249.2051
15942 | rPDU, Auto Transfer Switch Metered, 30A, 120V, 2.8kW, Horizontal, (10) NEMA 5-20R, 10ft power cords with L5- 30P, Black Powder Coat. | 1001 | 15% | 857.2314
15943 | rPDU, Auto Transfer Switch Metered, 30A, 208V, 4.9kW, Horizontal, (8) IEC C13, (2) IEC C19, 10ft power cords with L6-30P, Black Powder Coat. | 1022 | 15% | 875.2152
16113 | rPDU, Metered Standard, 15A, 120V, 1.4kW, Horizontal, (10) NEMA 5-15R, 10ft power cord with 5-15P, Black Powder Coat. | 291 | 15% | 249.2051
16179 | rPDU, Metered Surge, 15A, 120V, 1.4kW, Vertical, (20) NEMA 5-15R, 10ft power cord with 5-15P, Black Powder Coat. | 453 | 15% | 387.9379
16247 | rPDU, Metered Standard, 20A, 120V, 1.9kW, Horizontal, (10) NEMA 5-20R, 10ft power cord with L5-20P, Black Powder Coat. | 448 | 15% | 383.656
16258 | rPDU, Basic Surge, 20A, 120V, 1.9kW, Vertical, (20) NEMA 5-20R, 10ft power cord with L5-20P, Black Powder Coat. | 315 | 15% | 269.7581
16476 | rPDU, Basic Standard, 20A, 120V, 1.9kW, Vertical, (10) NEMA 5-20R, 10ft power cord with 5-20P, Black Powder Coat. | 188 | 15% | 160.9985
16519 | rPDU, Basic Surge, 15A, 120V, 1.4kW, Vertical, (8) NEMA 5-15R, 10ft power cord with 5-15P, Black Powder Coat. | 184 | 15% | 157.573
16603 | rPDU, Metered Standard, 20A, 120V, 1.9kW, Horizontal, (6) NEMA L5-20R, 10ft power cord with 5-20P, Black Powder Coat. | 641 | 15% | 548.9364
16649 | rPDU, Metered Standard, 30A, 120V, 2.8kW, Horizontal, (6) NEMA L5-30R, 10ft power cord with L5-30P, Black Powder Coat. | 766 | 15% | 655.9833
16685 | rPDU, Metered Standard, 20A, 120V, 1.9kW, Horizontal, (10) NEMA 5-20R, 10ft power cord with 5-20P, Black Powder Coat. | 434 | 15% | 371.6667
16692 | rPDU, Metered Standard, 20A, 120V, 1.9kW, Horizontal, (10) NEMA 5-20R, 10ft power cord with 5-20P, Black Powder Coat. | 434 | 15% | 371.6667
16734 | rPDU, Metered Standard, 15A, 120V, 1.4kW, Horizontal, (10) NEMA 5-15R, 10ft power cord with 5-15P, Black Powder Coat. | 247 | 15% | 211.5246
16743 | rPDU, Basic Standard, 20A, 120V, 1.9kW, Horizontal, (6) NEMA 5-20R, 10ft power cord with L5-20P | 173 | 15% | 148.1529
16809 | rPDU, Metered Standard, 15A, 120V, 1.4kW, Vertical, (20) NEMA 5-15R, 10ft power cord with 5-15P, Black Powder Coat. | 429 | 15% | 367.3849
16811 | rPDU, Metered Standard, 15A, 120V, 1.4kW, Vertical, (20) NEMA 5-15R, 10ft power cord with 5-15P, Black Powder Coat. | 429 | 15% | 367.3849
16813 | rPDU, Metered Standard, 20A, 120V, 1.9kW, Vertical, (20) NEMA 5-20R, 10ft power cord with L5-20P, Black Powder Coat. | 459 | 15% | 393.0761
16822 | rPDU, Metered Standard, 15A, 120V, 1.4kW, Vertical, (20) NEMA 5-15R, 10ft power cord with 5-15P, Black Powder Coat. | 429 | 15% | 367.3849
16824 | rPDU, Metered Standard, 15A, 120V, 1.4kW, Vertical, (20) NEMA 5-15R, 10ft power cord with 5-15P, Black Powder Coat. | 429 | 15% | 367.3849
17014 | rPDU, Metered Surge, 15A, 120V, 1.4kW, Horizontal, (10) NEMA 5-15R, 10ft power cord with 5-15P, Black Powder Coat. | 316 | 15% | 270.6145
17173 | rPDU, Metered Standard, 20A, 208V, 3.3kW, Vertical, (20) NEMA 6-20R, 10ft power cord with L6-20P, Black Powder Coat. | 693 | 15% | 593.4679
17341 | rPDU, Basic Surge, 20A, 120V, 1.9kW, Vertical, (10) NEMA 5-20R, 10ft power cord with 5-20P, Black Powder Coat. | 219 | 15% | 187.5461
17362 | rPDU, Metered Surge, 15A, 120V, 1.4kW, Vertical, (20) NEMA 5-15R, 10ft power cord with 5-15P, Black Powder Coat. | 453 | 15% | 387.9379
17364 | rPDU, Metered Surge, 15A, 120V, 1.4kW, Vertical, (20) NEMA 5-15R, 10ft power cord with 5-15P, Black Powder Coat. | 453 | 15% | 387.9379
17366 | rPDU, Metered Surge, 20A, 120V, 1.9kW, Vertical, (20) NEMA 5-20R, 10ft power cord with 5-20P, Black Powder Coat. | 462 | 15% | 395.6453
17367 | rPDU, Metered Surge, 20A, 120V, 1.9kW, Vertical, (20) NEMA 5-20R, 10ft power cord with L5-20P, Black Powder Coat. | 477 | 15% | 408.4909
17368 | rPDU, Metered Surge, 20A, 120V, 1.9kW, Vertical, (20) NEMA 5-20R, 10ft power cord with 5-20P, Black Powder Coat. | 462 | 15% | 395.6453
17369 | rPDU, Metered Surge, 20A, 120V, 1.9kW, Vertical, (20) NEMA 5-20R, 10ft power cord with L5-20P, Black Powder Coat. | 477 | 15% | 408.4909
17378 | rPDU, Metered Surge, 15A, 120V, 1.4kW, Vertical, (20) NEMA 5-15R, 10ft power cord with 5-15P, Black Powder Coat. | 453 | 15% | 387.9379
17380 | rPDU, Metered Surge, 15A, 120V, 1.4kW, Vertical, (20) NEMA 5-15R, 10ft power cord with 5-15P, Black Powder Coat. | 453 | 15% | 387.9379
17382 | rPDU, Metered Surge, 20A, 120V, 1.9kW, Vertical, (20) NEMA 5-20R, 10ft power cord with 5-20P, Black Powder Coat. | 462 | 15% | 395.6453
17383 | rPDU, Metered Surge, 20A, 120V, 1.9kW, Vertical, (20) NEMA 5-20R, 10ft power cord with L5-20P, Black Powder Coat. | 477 | 15% | 408.4909
17434 | rPDU, Basic Surge, 20A, 120V, 1.9kW, Vertical, (14) NEMA 5-20R, 10ft power cord with 5-20P, Black Powder Coat. | 237 | 15% | 202.9609
17451 | rPDU, Basic Surge, 20A, 120V, 1.9kW, Vertical, (8) NEMA 5-20R, 10ft power cord with L5-20P, Black Powder Coat. | 206 | 15% | 176.4133
17464 | rPDU, Basic Surge, 15A, 120V, 1.4kW, Vertical, (8) NEMA 5-15R, 10ft power cord with 5-15P, Black Powder Coat. | 184 | 15% | 157.573
17468 | rPDU, Basic Surge, 20A, 120V, 1.9kW, Vertical, (8) NEMA 5-20R, 10ft power cord with L5-20P, Black Powder Coat. | 206 | 15% | 176.4133
17512 | rPDU, Metered Standard, 30A, 208V, 4.9kW, Vertical, (24) NEMA 6-20R, 10ft power cord with L6-30P, Black Powder Coat. | 1049 | 15% | 898.3374
17884 | rPDU, Basic Surge, 20A, 120V, 1.9kW, Vertical, (10) NEMA 5-20R, 10ft power cord with L5-20P, Black Powder Coat. | 225 | 15% | 192.6844
18414 | rPDU, Metered Surge, 20A, 120V, 1.9kW, Horizontal, (10) NEMA 5-20R, 10ft power cord with 5-20P, Black Powder Coat. | 456 | 15% | 390.507
18415 | rPDU, Metered Surge, 20A, 120V, 1.9kW, Horizontal, (10) NEMA 5-20R, 10ft power cord with L5-20P, Black Powder Coat. | 470 | 15% | 402.4963
18416 | rPDU, Basic Standard, 30A, 120V, 2.8kW, Vertical, (24) NEMA 5-20R, 10ft power cord with L5-30P, Black Powder Coat. | 542 | 15% | 464.1553
18417 | rPDU, Metered Surge, 15A, 120V, 1.4kW, Horizontal, (10) NEMA 5-15R, 10ft power cord with 5-15P, Black Powder Coat. | 316 | 15% | 270.6145
18418 | rPDU, Metered Surge, 20A, 120V, 1.9kW, Horizontal, (10) NEMA 5-20R, 10ft power cord with L5-20P, Black Powder Coat. | 470 | 15% | 402.4963
23168 | rPDU, Basic Standard, 15A, 120V, 1.4kW, Vertical, (20) NEMA 5-15R, 10ft power cord with 5-15P, Black Powder Coat. | 241 | 15% | 206.3864
27819 | rPDU, Basic Surge, 15A, 120V, 1.4kW, Horizontal, (10) NEMA 5-15R, 10ft power cord with 5-15P, Black Powder Coat. | 195 | 15% | 166.9931
27843 | rPDU, Basic Standard, 15A, 120V, 1.4kW, Horizontal, (6) NEMA 5-15R, 10ft power cord with 5-15P, Black Powder Coat. | 145 | 15% | 124.1744
27846 | rPDU, Basic Standard, 15A, 120V, 1.4kW, Horizontal, (6) NEMA 5-15R, 10ft power cord with 5-15P, Black Powder Coat. | 145 | 15% | 124.1744
27849 | rPDU, Basic Standard, 15A, 120V, 1.4kW, Horizontal, (6) NEMA 5-15R, 10ft power cord with 5-15P, Black Powder Coat. | 175 | 15% | 149.8656
27853 | rPDU, Basic Standard, 20A, 120V, 1.9kW, Horizontal, (6) NEMA 5-20R, 10ft power cord with 5-20P, Black Powder Coat. | 193 | 15% | 165.2804
27854 | rPDU, Basic Standard, 20A, 120V, 1.9kW, Horizontal, (6) NEMA 5-20R, 10ft power cord with L5-20P, Black Powder Coat. | 207 | 15% | 177.2696
27858 | rPDU, Basic Standard, 15A, 120V, 1.4kW, Horizontal, (6) NEMA 5-15R, 10ft power cord with 5-15P, Black Powder Coat. | 175 | 15% | 149.8656
27859 | rPDU, Basic Standard, 20A, 120V, 1.9kW, Horizontal, (10) NEMA 5-20R, 10ft power cord with L5-20P, Black Powder Coat. | 261 | 15% | 223.5139
27887 | rPDU, Basic Surge, 20A, 120V, 1.9kW, Horizontal, (10) NEMA 5-20R, 10ft power cord with 5-20P, Black Powder Coat. | 280 | 15% | 239.785
27890 | rPDU, Basic Standard, 15A, 120V, 1.4kW, Horizontal, (10) NEMA 5-15R, 10ft power cord with 5-15P, Black Powder Coat. | 186 | 15% | 159.2858
27902 | rPDU, Basic Standard, 20A, 120V OR 208V, 1.9 or 3.3kW, Horizontal/Vertical, (10) IEC C13, C20, Black Powder Coat. | 167 | 15% | 143.0146
27917 | rPDU, Basic Standard, 20A, 120V, 1.9kW, Horizontal, (6) NEMA 5-20R, 10ft power cord with 5-20P, Black Powder Coat. | 193 | 15% | 165.2804
27928 | rPDU, Basic Standard, 20A, 120V, 1.9kW, Horizontal, (10) NEMA 5-20R, 10ft power cord with 5-20P, Black Powder Coat. | 246 | 15% | 210.6683
27930 | rPDU, Basic Standard, 20A, 120V OR 208V, 1.9 or 3.3kW, Horizontal, (16) IEC C13, C20, Black Powder Coat. | 211 | 15% | 180.6951
27959 | rPDU, Metered Standard, 20A, 120V OR 208V, 1.9 or 3.3kW, Horizontal/Vertical, (10) IEC C13, C20, Black Powder Coat. | 427 | 15% | 365.6721
27979 | rPDU, Basic Surge, 15A, 120V, 1.4kW, Vertical, (10) NEMA 5-15R, 10ft power cord with 5-15P, Black Powder Coat. | 193 | 15% | 165.2804
27980 | rPDU, Metered Standard, 30A, 208V, 4.9kW, Vertical, (24) IEC C13, 10ft power cord with L6-30P, Black Powder Coat. | 816 | 15% | 698.802
27986 | rPDU, Metered Standard, 20A, 120V OR 208V, 1.9 or 3.3kW, Horizontal, (16) IEC C13, C20, Black Powder Coat. | 440 | 15% | 376.805
27993 | rPDU, Basic Standard, 20A, 120V, 1.9kW, Horizontal, (10) NEMA 5-20R, 10ft power cord with 5-20P, Black Powder Coat. | 246 | 15% | 210.6683
28031 | rPDU, Basic Surge, 20A, 120V, 1.9kW, Vertical, (14) NEMA 5-20R, 10ft power cord with 5-20P, Black Powder Coat. | 237 | 15% | 202.9609
28042 | rPDU, Basic Standard, 20A, 120V, 1.9kW, Vertical, (8) NEMA 5-20R, 10ft power cord with 5-20P, Black Powder Coat. | 171 | 15% | 146.4401
28049 | rPDU, Basic Standard, 15A, 120V, 1.4kW, Vertical, (10) NEMA 5-15R, 10ft power cord with 5-15P, Black Powder Coat. | 168 | 15% | 143.871
28052 | rPDU, Metered Standard, 20A, 120V OR 208V, 1.9 or 3.3kW, Horizontal, (16) IEC C13, C20, Black Powder Coat. | 541 | 15% | 463.2989
28057 | rPDU, Basic Standard, 30A, 208V, 4.9kW, Vertical, (24) IEC C13, 10ft power cord with L6-30P, Black Powder Coat. | 449 | 15% | 384.5124
28063 | rPDU, Basic Surge, 20A, 120V, 1.9kW, Vertical, (10) NEMA 5-20R, 10ft power cord with 5-20P, Black Powder Coat. | 211 | 15% | 180.6951
28064 | rPDU, Basic Standard, 15A, 120V, 1.4kW, Vertical, (8) NEMA 5-15R, 10ft power cord with 5-15P, Black Powder Coat. | 160 | 15% | 137.02
28072 | rPDU, Basic Surge, 20A, 120V, 1.9kW, Vertical, (8) NEMA 5-20R, 10ft power cord with 5-20P, Black Powder Coat. | 192 | 15% | 164.424
28087 | rPDU, Basic Standard, 20A, 120V, 1.9kW, Vertical, (14) NEMA 5-20R, 10ft power cord with 5-20P, Black Powder Coat. | 216 | 15% | 184.977
28105 | rPDU, Basic Standard, 20A, 120V, 1.9kW, Vertical, (20) NEMA 5-20R, 10ft power cord with 5-20P, Black Powder Coat. | 262 | 15% | 224.3702
28127 | rPDU, Basic Standard, 20A, 120V, 1.9kW, Horizontal/Vertical, (8) NEMA 5-20R, 10ft power cord with 5-20P, Black Powder Coat. | 173 | 15% | 148.1529
28131 | rPDU, Basic Standard, 20A, 120V, 1.9kW, Vertical, (10) NEMA 5-20R, 10ft power cord with L5-20P, Black Powder Coat. | 202 | 15% | 172.9878
28141 | rPDU, Basic Standard, 20A, 120V, 1.9kW, Vertical, (8) NEMA 5-20R, 10ft power cord with L5-20P, Black Powder Coat. | 185 | 15% | 158.4294
29046 | rPDU, Basic Surge, 15A, 120V, 1.4kW, Horizontal, (10) NEMA 5-15R, 10ft power cord with 5-15P, Black Powder Coat. | 175 | 15% | 149.8656
29048 | rPDU, Metered Surge, 15A, 120V, 1.4kW, Horizontal, (10) NEMA 5-15R, 10ft power cord with 5-15P, Black Powder Coat. | 297 | 15% | 254.3434
29049 | rPDU, Basic Standard, 15A, 120V, 1.4kW, Horizontal, (12) NEMA 5-15R, 10ft power cord with 5-15P, Black Powder Coat. | 145 | 15% | 124.1744
29050 | rPDU, Basic Standard, 15A, 120V, 1.4kW, Horizontal, (12) NEMA 5-15R, 10ft power cord with 5-15P, Black Powder Coat. | 145 | 15% | 124.1744
29068 | rPDU, Basic Surge, 20A, 120V, 1.9kW, Horizontal, (6) NEMA 5-20R, 10ft power cord with 5-20P, Black Powder Coat. | 218 | 15% | 186.6898
29085 | rPDU, Metered Standard, 20A, 120V, 1.9kW, Horizontal, (10) NEMA 5-20R, 10ft power cord with L5-20P, Black Powder Coat. | 426 | 15% | 364.8157
29106 | rPDU, Basic Standard, 20A, 120V, 1.9kW, Horizontal, (10) NEMA 5-20R, 10ft power cord with L5-20P, Black Powder Coat. | 261 | 15% | 223.5139
29127 | rPDU, Metered Surge, 15A, 120V, 1.4kW, Horizontal, (10) NEMA 5-15R, 10ft power cord with 5-15P, Black Powder Coat. | 297 | 15% | 254.3434
29130 | rPDU, Metered Surge, 20A, 120V, 1.9kW, Horizontal, (10) NEMA 5-20R, 10ft power cord with 5-20P, Black Powder Coat. | 443 | 15% | 379.3741
29171 | rPDU, Basic Standard, 15A, 120V, 1.4kW, Horizontal, (8) NEMA 5-15R, 10ft power cord with 5-15P, Black Powder Coat. | 185 | 15% | 158.4294
29172 | rPDU, Basic Standard, 15A, 120V, 1.4kW, Horizontal, (8) NEMA 5-15R, 10ft power cord with 5-15P, Black Powder Coat. | 185 | 15% | 158.4294
29325 | rPDU, Basic Surge, 15A, 120V, 1.4kW, Horizontal, (8) NEMA 5-15R, 10ft power cord with 5-15P, Black Powder Coat. | 233 | 15% | 199.5354
29395 | rPDU, Basic Surge, 15A, 120V, 1.4kW, Horizontal, (12) NEMA 5-15R, 10ft power cord with 5-15P, Black Powder Coat. | 181 | 15% | 155.0039
29396 | rPDU, Basic Surge, 15A, 120V, 1.4kW, Horizontal, (12) NEMA 5-15R, 10ft power cord with 5-15P, Black Powder Coat. | 181 | 15% | 155.0039
29420 | rPDU, Basic Surge, 15A, 120V, 1.4kW, Horizontal, (6) NEMA 5-15R, 10ft power cord with 5-15P, Black Powder Coat. | 158 | 15% | 135.3072
29422 | rPDU, Basic Surge, 15A, 120V, 1.4kW, Horizontal, (6) NEMA 5-15R, 10ft power cord with 5-15P, Black Powder Coat. | 158 | 15% | 135.3072
29423 | rPDU, Basic Surge, 15A, 120V, 1.4kW, Horizontal, (6) NEMA 5-15R, 10ft power cord with 5-15P, Black Powder Coat. | 167 | 15% | 143.0146
29424 | rPDU, Basic Surge, 15A, 120V, 1.4kW, Horizontal, (6) NEMA 5-15R, 10ft power cord with 5-15P, Black Powder Coat. | 160 | 15% | 137.02
29429 | rPDU, Basic Surge, 15A, 120V, 1.4kW, Horizontal, (6) NEMA 5-15R, 10ft power cord with 5-15P, Black Powder Coat. | 167 | 15% | 143.0146
29582 | rPDU, Basic Standard, 20A, 120V, 1.9kW, Horizontal, (10) NEMA 5-20R, 10ft power cord with 5-20P, Black Powder Coat. | 215 | 15% | 184.1206
29584 | rPDU, Basic Standard, 20A, 120V, 1.9kW, Horizontal, (10) NEMA 5-20R, 10ft power cord with L5-20P, Black Powder Coat. | 229 | 15% | 196.1099
29585 | rPDU, Basic Standard, 20A, 120V, 1.9kW, Horizontal, (10) NEMA 5-20R, 10ft power cord with L5-20P, Black Powder Coat. | 256 | 15% | 219.232
29590 | rPDU, Basic Standard, 20A, 120V, 1.9kW, Horizontal, (12) NEMA 5-20R, 10ft power cord with 5-20P, Black Powder Coat. | 236 | 15% | 202.1045
29591 | rPDU, Basic Standard, 20A, 120V, 1.9kW, Horizontal, (12) NEMA 5-20R, 10ft power cord with L5-20P, Black Powder Coat. | 250 | 15% | 214.0938
29592 | rPDU, Basic Standard, 20A, 120V, 1.9kW, Horizontal, (12) NEMA 5-20R, 10ft power cord with L5-20P, Black Powder Coat. | 250 | 15% | 214.0938
29593 | rPDU, Basic Standard, 20A, 120V, 1.9kW, Horizontal, (12) NEMA 5-20R, 10ft power cord with 5-20P, Black Powder Coat. | 236 | 15% | 202.1045
29606 | rPDU, Basic Standard, 20A, 120V, 1.9kW, Horizontal, (6) NEMA 5-20R, 10ft power cord with 5-20P, Black Powder Coat. | 179 | 15% | 153.2911
29607 | rPDU, Basic Standard, 20A, 120V, 1.9kW, Horizontal, (6) NEMA 5-20R, 10ft power cord with 5-20P, Black Powder Coat. | 179 | 15% | 153.2911
29608 | rPDU, Basic Standard, 20A, 120V, 1.9kW, Horizontal, (6) NEMA 5-20R, 10ft power cord with L5-20P, Black Powder Coat. | 193 | 15% | 165.2804
29609 | rPDU, Basic Standard, 20A, 120V, 1.9kW, Horizontal, (6) NEMA 5-20R, 10ft power cord with L5-20P, Black Powder Coat. | 193 | 15% | 165.2804
30200 | rPDU, Basic Standard, 15A, 120V, 1.4kW, Horizontal, (6) NEMA 5-15R, 10ft power cord with 5-15P, Black Powder Coat. | 127 | 15% | 108.7596
38035 | rPDU, Basic Surge, 20A, 120V, 1.9kW, Horizontal, (6) NEMA 5-20R, 10ft power cord with L5-20P, Black Powder Coat. | 228 | 15% | 195.2535
38036 | rPDU, Basic Surge, 20A, 120V, 1.9kW, Horizontal, (6) NEMA 5-20R, 10ft power cord with L5-20P, Black Powder Coat. | 228 | 15% | 195.2535
38037 | rPDU, Basic Surge, 20A, 120V, 1.9kW, Horizontal, (6) NEMA 5-20R, 10ft power cord with 5-20P, Black Powder Coat. | 214 | 15% | 183.2643
38038 | rPDU, Basic Surge, 20A, 120V, 1.9kW, Horizontal, (6) NEMA 5-20R, 10ft power cord with 5-20P, Black Powder Coat. | 214 | 15% | 183.2643
38045 | rPDU, Basic Surge, 20A, 120V, 1.9kW, Horizontal, (12) NEMA 5-20R, 10ft power cord with 5-20P, Black Powder Coat. | 270 | 15% | 231.2213
38050 | rPDU, Basic Surge, 20A, 120V, 1.9kW, Horizontal, (12) NEMA 5-20R, 10ft power cord with 5-20P, Black Powder Coat. | 270 | 15% | 231.2213
38057 | rPDU, Basic Surge, 20A, 120V, 1.9kW, Horizontal, (10) NEMA 5-20R, 10ft power cord with 5-20P, Black Powder Coat. | 254 | 15% | 217.5193
38058 | rPDU, Basic Surge, 20A, 120V, 1.9kW, Horizontal, (10) NEMA 5-20R, 10ft power cord with 5-20P, Black Powder Coat. | 254 | 15% | 217.5193
38059 | rPDU, Basic Surge, 20A, 120V, 1.9kW, Horizontal, (10) NEMA 5-20R, 10ft power cord with L5-20P, Black Powder Coat. | 268 | 15% | 229.5085
38060 | rPDU, Basic Surge, 20A, 120V, 1.9kW, Horizontal, (10) NEMA 5-20R, 10ft power cord with L5-20P, Black Powder Coat. | 268 | 15% | 229.5085
38061 | rPDU, Basic Surge, 20A, 120V, 1.9kW, Horizontal, (12) NEMA 5-20R, 10ft power cord with L5-20P, Black Powder Coat. | 284 | 15% | 243.2105
38062 | rPDU, Basic Surge, 20A, 120V, 1.9kW, Horizontal, (12) NEMA 5-20R, 10ft power cord with L5-20P, Black Powder Coat. | 284 | 15% | 243.2105
38070 | rPDU, Basic Surge, 20A, 120V, 1.9kW, Horizontal, (6) NEMA 5-20R, 10ft power cord with 5-20P, Black Powder Coat. | 218 | 15% | 186.6898
38088 | rPDU, Basic Standard, 15A, 120V, 1.4kW, Horizontal, (10) NEMA 5-15R, 10ft power cord with 5-15P, Black Powder Coat. | 186 | 15% | 159.2858
38091 | rPDU, Basic Surge, 15A, 120V, 1.4kW, Horizontal, (6) NEMA 5-15R, 10ft power cord with 5-15P, Black Powder Coat. | 160 | 15% | 137.02
38100 | rPDU, Basic Surge, 20A, 120V, 1.9kW, Horizontal, (10) NEMA 5-20R, 10ft power cord with 5-20P, Black Powder Coat. | 280 | 15% | 239.785
38125 | rPDU, Basic Standard, 20A, 120V, 1.9kW, Vertical, (10) NEMA 5-20R, 10ft power cord with 5-20P, Black Powder Coat. | 188 | 15% | 160.9985
38128 | rPDU, Metered Standard, 30A, 208V, 4.9kW, Horizontal/Vertical, (10) IEC C13, 10ft power cord with L6-30P, Black Powder Coat. | 599 | 15% | 512.9686
38129 | rPDU, Basic Standard, 30A, 208V, 4.9kW, Horizontal, (16) IEC C13, 10ft power cord with L6-30P, Black Powder Coat. | 347 | 15% | 297.1621
38130 | rPDU, Metered Standard, 30A, 208V, 4.9kW, Horizontal, (16) IEC C13, 10ft power cord with L6-30P, Black Powder Coat. | 713 | 15% | 610.5954
38133 | rPDU, Basic Surge, 20A, 120V, 1.9kW, Vertical, (14) NEMA 5-20R, 10ft power cord with 5-20P, Black Powder Coat. | 237 | 15% | 202.9609
38136 | rPDU, Basic Standard, 30A, 208V, 4.9kW, Vertical, (20) NEMA 6-20R, 10ft power cord with L6-30P, Black Powder Coat. | 613 | 15% | 524.9579
38137 | rPDU, Basic Standard, 20A, 120V, 1.9kW, Horizontal/Vertical, (8) NEMA 5-20R, 10ft power cord with L5-20P, Black Powder Coat. | 188 | 15% | 160.9985
38139 | rPDU, Basic Standard, 30A, 208V, 4.9kW, Horizontal/Vertical, (10) IEC C13, 10ft power cord with L6-30P, Black Powder Coat. | 312 | 15% | 267.189
38156 | rPDU, Basic Standard, 20A, 120V, 1.9kW, Vertical, (14) NEMA 5-20R, 10ft power cord with L5-20P, Black Powder Coat. | 231 | 15% | 197.8226
38158 | rPDU, Basic Standard, 20A, 120V, 1.9kW, Vertical, (20) NEMA 5-20R, 10ft power cord with 5-20P, Black Powder Coat. | 262 | 15% | 224.3702
38159 | rPDU, Basic Standard, 20A, 120V, 1.9kW, Vertical, (8) NEMA 5-20R, 10ft power cord with L5-20P, Black Powder Coat. | 185 | 15% | 158.4294
38168 | rPDU, Basic Standard, 20A, 120V, 1.9kW, Vertical, (20) NEMA 5-20R, 10ft power cord with 5-20P, Black Powder Coat. | 262 | 15% | 224.3702
38171 | rPDU, Metered Standard, 20A, 208V, 3.3kW, Horizontal/Vertical, (10) IEC C13, 10ft power cord with L6-20P, Black Powder Coat. | 470 | 15% | 402.4963
38206 | rPDU, Basic Standard, 20A, 120V, 1.9kW, Vertical, (20) NEMA 5-20R, 10ft power cord with L5-20P, Black Powder Coat. | 276 | 15% | 236.3595
38207 | rPDU, Basic Surge, 20A, 120V, 1.9kW, Horizontal/Vertical, (8) NEMA 5-20R, 10ft power cord with L5-20P, Black Powder Coat. | 203 | 15% | 173.8441
38214 | rPDU, Basic Standard, 20A, 120V, 1.9kW, Vertical, (8) NEMA 5-20R, 10ft power cord with L5-20P, Black Powder Coat. | 185 | 15% | 158.4294
38215 | rPDU, Basic Standard, 20A, 120V, 1.9kW, Vertical, (14) NEMA 5-20R, 10ft power cord with L5-20P, Black Powder Coat. | 231 | 15% | 197.8226
38216 | rPDU, Metered Standard, 20A, 120V, 1.9kW, Vertical, (20) NEMA 5-20R, 10ft power cord with 5-20P, Black Powder Coat. | 445 | 15% | 381.0869
38225 | rPDU, Basic Surge, 20A, 120V, 1.9kW, Horizontal, (6) NEMA 5-20R, 10ft power cord with L5-20P, Black Powder Coat. | 232 | 15% | 198.679
38231 | rPDU, Basic Standard, 20A, 120V, 1.9kW, Vertical, (14) NEMA 5-20R, 10ft power cord with L5-20P, Black Powder Coat. | 231 | 15% | 197.8226
38235 | rPDU, Basic Standard, 20A, 120V, 1.9kW, Vertical, (14) NEMA 5-20R, 10ft power cord with 5-20P, Black Powder Coat. | 216 | 15% | 184.977
38252 | rPDU, Basic Standard, 20A, 208V, 3.3kW, Vertical, (24) IEC C13, 10ft power cord with L6-20P, Black Powder Coat. | 371 | 15% | 317.7151
38303 | rPDU, Basic Standard, 20A, 120V, 1.9kW, Vertical, (10) NEMA 5-20R, 10ft power cord with 5-20P, Black Powder Coat. | 188 | 15% | 160.9985
38314 | rPDU, Basic Surge, 20A, 120V, 1.9kW, Horizontal/Vertical, (8) NEMA 5-20R, 10ft power cord with 5-20P, Black Powder Coat. | 189 | 15% | 161.8549
38315 | rPDU, Metered Standard, 20A, 120V, 1.9kW, Vertical, (20) NEMA 5-20R, 10ft power cord with L5-20P, Black Powder Coat. | 459 | 15% | 393.0761
38318 | rPDU, Metered Standard, 30A, 208V, 4.9kW, Vertical, (20) NEMA 6-20R, 10ft power cord with L6-30P, Black Powder Coat. | 846 | 15% | 724.4933
38319 | rPDU, Metered Standard, 20A, 120V, 1.9kW, Vertical, (20) NEMA 5-20R, 10ft power cord with L5-20P, Black Powder Coat. | 459 | 15% | 393.0761
38320 | rPDU, Metered Standard, 20A, 120V, 1.9kW, Vertical, (20) NEMA 5-20R, 10ft power cord with L5-20P, Black Powder Coat. | 459 | 15% | 393.0761
38364 | rPDU, Basic Standard, 15A, 120V, 1.4kW, Horizontal/Vertical, (8) NEMA 5-15R, 10ft power cord with 5-15P, Black Powder Coat. | 155 | 15% | 132.7381
38370 | rPDU, Metered Standard, 20A, 120V, 1.9kW, Vertical, (20) NEMA 5-20R, 10ft power cord with L5-20P, Black Powder Coat. | 459 | 15% | 393.0761
38371 | rPDU, Basic Standard, 20A, 120V, 1.9kW, Vertical, (8) NEMA 5-20R, 10ft power cord with 5-20P, Black Powder Coat. | 171 | 15% | 146.4401
38375 | rPDU, Basic Standard, 20A, 120V, 1.9kW, Vertical, (20) NEMA 5-20R, 10ft power cord with 5-20P, Black Powder Coat. | 262 | 15% | 224.3702
38380 | rPDU, Basic Standard, 20A, 120V, 1.9kW, Horizontal/Vertical, (8) NEMA 5-20R, 10ft power cord with L5-20P, Black Powder Coat. | 188 | 15% | 160.9985
38389 | rPDU, Basic Surge, 20A, 120V, 1.9kW, Horizontal/Vertical, (8) NEMA 5-20R, 10ft power cord with L5-20P, Black Powder Coat. | 203 | 15% | 173.8441
38393 | rPDU, Basic Surge, 20A, 120V, 1.9kW, Vertical, (20) NEMA 5-20R, 10ft power cord with L5-20P, Black Powder Coat. | 315 | 15% | 269.7581
38396 | rPDU, Basic Standard, 20A, 208V, 3.3kW, Vertical, (20) NEMA 6-20R, 10ft power cord with L6-20P, Black Powder Coat. | 472 | 15% | 404.209
38423 | rPDU, Basic Surge, 20A, 120V, 1.9kW, Vertical, (10) NEMA 5-20R, 10ft power cord with L5-20P, Black Powder Coat. | 225 | 15% | 192.6844
38438 | rPDU, Basic Surge, 15A, 120V, 1.4kW, Horizontal/Vertical, (8) NEMA 5-15R, 10ft power cord with 5-15P, Black Powder Coat. | 181 | 15% | 155.0039
38446 | rPDU, Metered Surge, 20A, 120V, 1.9kW, Vertical, (20) NEMA 5-20R, 10ft power cord with L5-20P, Black Powder Coat. | 477 | 15% | 408.4909
38550 | rPDU, Metered Surge, 20A, 120V, 1.9kW, Vertical, (20) NEMA 5-20R, 10ft power cord with L5-20P, Black Powder Coat. | 477 | 15% | 408.4909
38553 | rPDU, Basic Surge, 20A, 120V, 1.9kW, Horizontal/Vertical, (8) NEMA 5-20R, 10ft power cord with 5-20P, Black Powder Coat. | 189 | 15% | 161.8549
38555 | rPDU, Basic Standard, 15A, 120V, 1.4kW, Vertical, (14) NEMA 5-15R, 10ft power cord with 5-15P, Black Powder Coat. | 197 | 15% | 168.7059
38563 | rPDU, Metered Standard, 30A, 208V, 4.9kW, Horizontal/Vertical, (8) IEC C13, 10ft power cord with L6-30P, Black Powder Coat. | 572 | 15% | 489.8465
38584 | rPDU, Metered Standard, 20A, 120V, 1.9kW, Vertical, (20) NEMA 5-20R, 10ft power cord with 5-20P, Black Powder Coat. | 445 | 15% | 381.0869
38588 | rPDU, Basic Standard, 20A, 120V, 1.9kW, Vertical, (20) NEMA 5-20R, 10ft power cord with L5-20P, Black Powder Coat. | 276 | 15% | 236.3595
38589 | rPDU, Basic Standard, 20A, 208V, 3.3kW, Horizontal/Vertical, (10) IEC C13, 10ft power cord with L6-20P, Black Powder Coat. | 239 | 15% | 204.6736
38605 | rPDU, Basic Surge, 15A, 120V, 1.4kW, Horizontal/Vertical, (8) NEMA 5-15R, 10ft power cord with 5-15P, Black Powder Coat. | 181 | 15% | 155.0039
38606 | rPDU, Basic Standard, 15A, 120V, 1.4kW, Vertical, (20) NEMA 5-15R, 10ft power cord with 5-15P, Black Powder Coat. | 241 | 15% | 206.3864
38607 | rPDU, Metered Surge, 20A, 120V, 1.9kW, Vertical, (20) NEMA 5-20R, 10ft power cord with L5-20P, Black Powder Coat. | 477 | 15% | 408.4909
38608 | rPDU, Metered Surge, 20A, 120V, 1.9kW, Vertical, (20) NEMA 5-20R, 10ft power cord with 5-20P, Black Powder Coat. | 462 | 15% | 395.6453
38609 | rPDU, Basic Surge, 20A, 120V, 1.9kW, Vertical, (8) NEMA 5-20R, 10ft power cord with 5-20P, Black Powder Coat. | 192 | 15% | 164.424
38627 | rPDU, Basic Standard, 15A, 120V, 1.4kW, Vertical, (10) NEMA 5-15R, 10ft power cord with 5-15P, Black Powder Coat. | 168 | 15% | 143.871
38631 | rPDU, Metered Standard, 20A, 208V, 3.3kW, Vertical, (24) IEC C13, 10ft power cord with L6-20P, Black Powder Coat. | 548 | 15% | 469.2935
38632 | rPDU, Basic Surge, 15A, 120V, 1.4kW, Vertical, (20) NEMA 5-15R, 10ft power cord with 5-15P, Black Powder Coat. | 276 | 15% | 236.3595
38641 | rPDU, Metered Standard, 15A, 120V, 1.4kW, Horizontal, (10) NEMA 5-15R, 10ft power cord with 5-15P, Black Powder Coat. | 247 | 15% | 211.5246
38642 | rPDU, Basic Standard, 20A, 208V, 3.3kW, Horizontal/Vertical, (8) IEC C13, 10ft power cord with L6-20P, Black Powder Coat. | 226 | 15% | 193.5408
38653 | rPDU, Basic Standard, 15A, 120V, 1.4kW, Horizontal/Vertical, (8) NEMA 5-15R, 10ft power cord with 5-15P, Black Powder Coat. | 155 | 15% | 132.7381
38664 | rPDU, Basic Standard, 20A, 208V, 3.3kW, Horizontal, (16) IEC C13, 10ft power cord with L6-20P, Black Powder Coat. | 285 | 15% | 244.0669
38668 | rPDU, Metered Standard, 20A, 120V, 1.9kW, Vertical, (20) NEMA 5-20R, 10ft power cord with 5-20P, Black Powder Coat. | 445 | 15% | 381.0869
38670 | rPDU, Basic Standard, 15A, 120V, 1.4kW, Vertical, (14) NEMA 5-15R, 10ft power cord with 5-15P, Black Powder Coat. | 197 | 15% | 168.7059
38672 | rPDU, Basic Surge, 15A, 120V, 1.4kW, Vertical, (14) NEMA 5-15R, 10ft power cord with 5-15P, Black Powder Coat. | 218 | 15% | 186.6898
38687 | rPDU, Metered Standard, 20A, 208V, 3.3kW, Horizontal/Vertical, (8) IEC C13, 10ft power cord with L6-20P, Black Powder Coat. | 464 | 15% | 397.358
38695 | rPDU, Basic Standard, 20A, 120V, 1.9kW, Horizontal/Vertical, (8) NEMA 5-20R, 10ft power cord with 5-20P, Black Powder Coat. | 173 | 15% | 148.1529
38703 | rPDU, Basic Surge, 20A, 120V, 1.9kW, Vertical, (20) NEMA 5-20R, 10ft power cord with L5-20P, Black Powder Coat. | 315 | 15% | 269.7581
39103 | rPDU, Basic Standard, 30A, 208V, 4.9kW, Horizontal/Vertical, (8) IEC C13, 10ft power cord with L6-30P, Black Powder Coat. | 307 | 15% | 262.9071
39112 | rPDU, Basic Standard, 20A, 120V, 1.9kW, Horizontal/Vertical, (8) NEMA 5-20R, 10ft power cord with 5-20P, Black Powder Coat. | 173 | 15% | 148.1529
39118 | rPDU, Basic Surge, 20A, 120V, 1.9kW, Horizontal, (10) NEMA 5-20R, 10ft power cord with L5-20P, Black Powder Coat. | 294 | 15% | 251.7743
39125 | rPDU, Basic Surge, 20A, 120V, 1.9kW, Vertical, (14) NEMA 5-20R, 10ft power cord with L5-20P, Black Powder Coat. | 251 | 15% | 214.9501
39133 | rPDU, Basic Standard, 20A, 120V, 1.9kW, Vertical, (8) NEMA 5-20R, 10ft power cord with 5-20P, Black Powder Coat. | 171 | 15% | 146.4401
50012 | rPDU, Basic Standard, 20A, 120V OR 208V, 1.9 or 3.3kW, Horizontal, (16) IEC C13, C20, Black Powder Coat. | 316 | 15% | 270.6145
4114277 | GXT5 36V UPS-EBC Cable Connector (1') | 127 | 15% | 108.7596
4114278 | GXT5 48V UPS-EBC Cable Connector (1') | 127 | 15% | 108.7596
4114279 | GXT5 72V UPS-EBC Cable Connector (1') | 127 | 15% | 108.7596
4114280 | GXT5 36V UPS-EBC Cable Connector (6') | 193 | 15% | 165.2804
4114281 | GXT5 48V UPS-EBC Cable Connector (6') | 193 | 15% | 165.2804
4114282 | GXT5 72V UPS-EBC Cable Connector (6') | 193 | 15% | 165.2804
4114283 | GXT5 144V UPS-EBC Cable Connector (1') | 132 | 15% | 113.0415
4114284 | GXT5 144V UPS-EBC Cable Connector (6') | 193 | 15% | 165.2804
11171448 | 1 U 19" Mount Cable Routing Panel, with D rings | 52 | 15% | 44.5315
25060591 | GXT5 192V UPS-EBC Cable Connector (6') | 253 | 15% | 216.6629
25060593 | GXT5 192V UPS-EBC Cable Connector (1') | 193 | 15% | 165.2804
25060659 | GXT5 288V UPS-EBC Cable Connector (1') | 226 | 15% | 193.5408
25060660 | GXT5 288V UPS-EBC Cable Connector (6') | 314 | 15% | 268.9017
2185000 | 19” 1U Fixed Tool Less Shelf Depth Adjustable | 199 | 15% | 170.4186
2185050 | Tool Less Cable management Lobster Claw (pack of 10) | 112 | 15% | 95.914
2185060 | Tool Less Cable management Velcro (pack of 10) | 79 | 15% | 67.6536
2185070 | Tool Less Cable management Lobster Claw (pack of 100) | 719 | 15% | 615.7336
2185080 | Tool Less Cable management Velcro (pack of 100) | 719 | 15% | 615.7336
10200078 | Kit of (2) 18U Vertical Fingers includes hardware and mounting instructions | 156 | 15% | 133.5945
10200087 | 1U Plastic Tool less Blanking Panel, box of 10 | 123 | 15% | 105.3341
10200088 | 2U Plastic Tool less Blanking Panel, box of 5 | 123 | 15% | 105.3341
50400558 | 19" Cable trough | 45 | 15% | 38.5369
11008VH | rPDU, Basic Standard, 20A, 208V, 3.3kW, Horizontal, (12) NEMA 6-20R, 10ft power cord with L6-20P, Black Powder Coat. | 346 | 15% | 296.3057
11010VH | rPDU, Basic Standard, 30A, 208V, 4.9kW, Horizontal, (12) NEMA 6-20R, 10ft power cord with L6-30P, Black Powder Coat. | 618 | 15% | 529.2397
11011VH | rPDU, Basic Standard, 30A, 120V, 2.8kW, Horizontal, (12) NEMA 5-20R, 10ft power cord with L5-30P, Black Powder Coat. | 393 | 15% | 336.5554
11012VH | rPDU, Basic Standard, 30A, 120/208V WYE, 8.6kW, Vertical, (24) NEMA 6-20R, 10ft power cord with L21-30P, Black Powder Coat. | 1273 | 15% | 1090.1654
11013VH | rPDU, Basic Standard, 30A, 120/208V WYE, 8.6kW, Vertical, (24) IEC C13, (6) IEC C19, 10ft power cord with L21- 30P, Black Powder Coat. | 1003 | 15% | 858.9441
11015VH | rPDU, Basic Standard, 30A, 120V, 2.8kW, Horizontal, (20) NEMA 5-20R, 10ft power cord with L5-30P, Black Powder Coat. | 524 | 15% | 448.7405
11016VH | rPDU, Basic Standard, 30A, 208V, 4.9kW, Horizontal, (20) NEMA 6-20R, 10ft power cord with L6-30P, Black Powder Coat. | 821 | 15% | 703.0839
11022VH | rPDU, Metered Standard, 30A, 208V, 4.9kW, Vertical, (24) NEMA 6-20R, (0), 10ft power cord with L6-30P, Black Powder Coat. | 1049 | 15% | 898.3374
11023VH | rPDU, Basic Standard, 30A, 120/208V WYE, 8.6kW, Vertical, (24) NEMA 5-20R, 10ft power cord with L21-30P, Black Powder Coat. | 1014 | 15% | 868.3643
11027VH | rPDU, Basic Standard, 30A, 208V, 4.9kW, Horizontal/Vertical, (4) IEC C13, (4) IEC C19, 10ft power cord with L6- 30P, Black Powder Coat. | 301 | 15% | 257.7689
11045VH | rPDU, Basic Surge, 15A, 120V, 1.4kW, Horizontal/Vertical, (8) NEMA 5-15R, 10ft power cord with 5-15P, Black Powder Coat. | 181 | 15% | 155.0039
11112VH | rPDU, Basic Standard, 30A, 208V, 4.9kW, Horizontal, (6) NEMA L6-20R, 10ft power cord with L6-30P, Black Powder Coat. | 808 | 15% | 691.951
11151VH | rPDU, Basic Standard, 20A, 120/208V WYE, 5.7kW, Vertical, (24) IEC C13, (6) IEC C19, 10ft power cord with L21- 20P, Black Powder Coat. | 611 | 15% | 523.2451
11159VH | rPDU, Basic Standard, 20A, 120V, 1.9kW, Vertical, (12) NEMA 5-20R, 10ft power cord with L5-20P, Black Powder Coat. | 160 | 15% | 137.02
11160VH | rPDU, Basic Standard, 15A, 120V, 1.4kW, Vertical, (20) NEMA 5-15R, 10ft power cord with 5-15P, Black Powder Coat. | 174 | 15% | 149.0093
11162VH | rPDU, Basic Standard, 20A, 120V, 1.9kW, Vertical, (20) NEMA 5-20R, 10ft power cord with 5-20P, Black Powder Coat. | 190 | 15% | 162.7113
11163VH | rPDU, Basic Standard, 20A, 120V, 1.9kW, Vertical, (20) NEMA 5-20R, 10ft power cord with L5-20P, Black Powder Coat. | 204 | 15% | 174.7005
11164VH | rPDU, Basic Standard, 30A, 208V, 4.9kW, Vertical, (24) NEMA 6-20R, 10ft power cord with L6-30P, Black Powder Coat. | 873 | 15% | 747.6154
11216VH | rPDU, Basic Standard, 30A, 208V, 4.9kW, Vertical, (12) NEMA L6-20R, 10ft power cord with L6-30P, Black Powder Coat. | 1210 | 15% | 1036.2138
11217VH | rPDU, Basic Standard, 30A, 120/208V WYE, 8.6kW, Vertical, (12) NEMA L5-20R, 10ft power cord with L21-30P, Black Powder Coat. | 1330 | 15% | 1138.9787
11254VH | rPDU, Basic Standard, 20A, 120V, 1.9kW, Vertical, (8) NEMA 5-20R, 10ft power cord with L5-20P, Black Powder Coat. | 185 | 15% | 158.4294
11266VH | rPDU, Basic Surge, 20A, 120V, 1.9kW, Horizontal, (6) NEMA 5-20R, 10ft power cord with L5-20P, Black Powder Coat. | 232 | 15% | 198.679
11269VH | rPDU, Basic Standard, 20A, 120V, 1.9kW, Horizontal, (10) NEMA 5-20R, 10ft power cord with L5-20P, Black Powder Coat. | 196 | 15% | 167.8495
11275VH | rPDU, Basic Surge, 20A, 120V, 1.9kW, Vertical, (10) NEMA 5-20R, 10ft power cord with L5-20P, Black Powder Coat. | 233 | 15% | 199.5354
11296VH | rPDU, Basic Standard, 15A, 120V, 1.4kW, Vertical, (14) NEMA 5-15R, 10ft power cord with 5-15P, Black Powder Coat. | 197 | 15% | 168.7059
11383VH | rPDU, Metered Standard, 30A, 208V, 4.9kW, Horizontal/Vertical, (4) IEC C13, (4) IEC C19, 10ft power cord with L6- 30P, Black Powder Coat. | 516 | 15% | 441.8895
11391VH | rPDU, Basic Standard, 20A, 120V, 1.9kW, Vertical, (20) NEMA 5-20R, 10ft power cord with 5-20P, Black Powder Coat. | 190 | 15% | 162.7113
11400VH | rPDU, Basic Surge, 15A, 120V, 1.4kW, Vertical, (10) NEMA 5-15R, 10ft power cord with 5-15P, Black Powder Coat. | 193 | 15% | 165.2804
11405VH | rPDU, Basic Standard, 15A, 120V, 1.4kW, Horizontal/Vertical, (8) NEMA 5-15R, 10ft power cord with 5-15P, Black Powder Coat. | 155 | 15% | 132.7381
11414VH | rPDU, Basic Surge, 20A, 120V, 1.9kW, Vertical, (8) NEMA 5-20R, 10ft power cord with L5-20P, Black Powder Coat. | 206 | 15% | 176.4133
11417VH | rPDU, Basic Surge, 15A, 120V, 1.4kW, Vertical, (14) NEMA 5-15R, 10ft power cord with 5-15P, Black Powder Coat. | 218 | 15% | 186.6898
11427VH | rPDU, Metered Standard, 20A, 208V, 3.3kW, Horizontal, (16) IEC C13, 10ft power cord with L6-20P, Black Powder Coat. | 514 | 15% | 440.1768
11429VH | rPDU, Basic Surge, 15A, 120V, 1.4kW, Vertical, (20) NEMA 5-15R, 10ft power cord with 5-15P, Black Powder Coat. | 276 | 15% | 236.3595
11486VH | rPDU, Basic Surge, 20A, 120V, 1.9kW, Vertical, (8) NEMA 5-20R, 10ft power cord with L5-20P, Black Powder Coat. | 206 | 15% | 176.4133
11492VH | rPDU, Metered Surge, 15A, 120V, 1.4kW, Vertical, (20) NEMA 5-15R, 10ft power cord with 5-15P, Black Powder Coat. | 453 | 15% | 387.9379
11524VH | rPDU, Basic Standard, 20A, 120V, 1.9kW, Vertical, (20) NEMA 5-20R, 10ft power cord with L5-20P, Black Powder Coat. | 204 | 15% | 174.7005
11571VH | rPDU, Basic Standard, 30A, 120/208V WYE, 8.6kW, Vertical, (12) NEMA L6-20R, 10ft power cord with L21-30P, Black Powder Coat. | 1392 | 15% | 1192.074
11582VH | rPDU, Basic Surge, 15A, 120V, 1.4kW, Vertical, (20) NEMA 5-15R, 10ft power cord with 5-15P, Black Powder Coat. | 276 | 15% | 236.3595
11594VH | rPDU, Metered Surge, 20A, 120V, 1.9kW, Vertical, (20) NEMA 5-20R, 10ft power cord with L5-20P, Black Powder Coat. | 477 | 15% | 408.4909
11627VH | rPDU, Metered Standard, 20A, 120V, 1.9kW, Vertical, (20) NEMA 5-20R, 10ft power cord with L5-20P, Black Powder Coat. | 459 | 15% | 393.0761
11629VH | rPDU, Metered Standard, 15A, 120V, 1.4kW, Horizontal, (10) NEMA 5-15R, 10ft power cord with 5-15P, Black Powder Coat. | 260 | 15% | 222.6575
11630VH | rPDU, Metered Surge, 20A, 120V, 1.9kW, Horizontal, (10) NEMA 5-20R, 10ft power cord with L5-20P, Black Powder Coat. | 457 | 15% | 391.3634
11633VH | rPDU, Basic Standard, 20A, 120V, 1.9kW, Vertical, (14) NEMA 5-20R, 10ft power cord with 5-20P, Black Powder Coat. | 216 | 15% | 184.977
11646VH | rPDU, Basic Standard, 15A, 120V, 1.4kW, Vertical, (20) NEMA 5-15R, 10ft power cord with 5-15P, Black Powder Coat. | 174 | 15% | 149.0093
11656VH | rPDU, Metered Standard, 20A, 120V, 1.9kW, Horizontal, (10) NEMA 5-20R, 10ft power cord with L5-20P, Black Powder Coat. | 426 | 15% | 364.8157
11708VH | rPDU, Metered Standard, 20A, 120V, 1.9kW, Vertical, (20) NEMA 5-20R, 10ft power cord with 5-20P, Black Powder Coat. | 445 | 15% | 381.0869
11712VH | rPDU, Basic Standard, 20A, 120V, 1.9kW, Vertical, (24) NEMA 5-20R, 10ft power cord with 5-20P, Black Powder Coat. | 407 | 15% | 348.5446
11714VH | rPDU, Metered Surge, 15A, 120V, 1.4kW, Horizontal, (10) NEMA 5-15R, 10ft power cord with 5-15P, Black Powder Coat. | 297 | 15% | 254.3434
11733VH | rPDU, Basic Surge, 20A, 120V, 1.9kW, Vertical, (10) NEMA 5-20R, 10ft power cord with L5-20P, Black Powder Coat. | 233 | 15% | 199.5354
11757VH | rPDU, Basic Standard, 15A, 120V, 1.4kW, Vertical, (14) NEMA 5-15R, 10ft power cord with 5-15P, Black Powder Coat. | 197 | 15% | 168.7059
11776VH | rPDU, Basic Surge, 20A, 120V, 1.9kW, Horizontal/Vertical, (8) NEMA 5-20R, 10ft power cord with 5-20P, Black Powder Coat. | 189 | 15% | 161.8549
11803VH | rPDU, Basic Standard, 30A, 208V, 4.9kW, Horizontal, (6) NEMA L6-30R, 10ft power cord with L6-30P, Black Powder Coat. | 698 | 15% | 597.7497
11825VH | rPDU, Metered Standard, 30A, 208V, 4.9kW, Vertical, (12) NEMA L6-20R, 10ft power cord with L6-30P, Black Powder Coat. | 1392 | 15% | 1192.074
11851VH | rPDU, Metered Standard, 20A, 120V, 1.9kW, Vertical, (20) NEMA 5-20R, 10ft power cord with L5-20P, Black Powder Coat. | 459 | 15% | 393.0761
11856VH | rPDU, Basic Standard, 20A, 208V, 3.3kW, Vertical, (24) IEC C13, (6) IEC C19, 10ft power cord with L6-20P, Black Powder Coat. | 459 | 15% | 393.0761
11864VH | rPDU, Metered Standard, 15A, 120V, 1.4kW, Horizontal, (10) NEMA 5-15R, 10ft power cord with 5-15P, Black Powder Coat. | 260 | 15% | 222.6575
11865VH | rPDU, Basic Standard, 20A, 120V, 1.9kW, Vertical, (10) NEMA 5-20R, 10ft power cord with L5-20P, Black Powder Coat. | 202 | 15% | 172.9878
11869VH | rPDU, Metered Standard, 30A, 208V, 4.9kW, Vertical, (24) IEC C13, 10ft power cord with L6-30P, Black Powder Coat. | 816 | 15% | 698.802
13002VH | rPDU, Metered Surge, 20A, 120V, 1.9kW, Horizontal, (10) NEMA 5-20R, 10ft power cord with L5-20P, Black Powder Coat. | 470 | 15% | 402.4963
13059VH | rPDU, Basic Surge, 15A, 120V, 1.4kW, Horizontal/Vertical, (8) NEMA 5-15R, 10ft power cord with 5-15P, Black Powder Coat. | 181 | 15% | 155.0039
1410-MOUNTKITS | 1410 Wall and power mount kit | 235 | 15% | 201.2481
15018VH | rPDU, Metered Standard, 20A, 208V, 3.3kW, Horizontal, (6) NEMA L6-20R, 10ft power cord with L6-20P, Black Powder Coat. | 759 | 15% | 649.9886
15093VH | rPDU, Metered Surge, 20A, 120V, 1.9kW, Horizontal, (10) NEMA 5-20R, 10ft power cord with 5-20P, Black Powder Coat. | 456 | 15% | 390.507
15169VH | rPDU, Metered Surge, 15A, 120V, 1.4kW, Vertical, (20) NEMA 5-15R, 10ft power cord with 5-15P, Black Powder Coat. | 453 | 15% | 387.9379
15205VH | rPDU, Basic Standard, 20A, 120/208V WYE, 5.7kW, Vertical, (36) IEC C13, (6) IEC C19, (2) NEMA 5-20R, 10ft power cord with L21-20P, Black Powder Coat. | 677 | 15% | 579.7659
153018G1L | Fixed Shelf – HD Mounting Frames 19” Rack/30” or 38” Depth Frame (vented, 250 lb.) | 140 | 15% | 119.8925
15409VH | rPDU, Metered Standard, 30A, 208V, 4.9kW, Horizontal, (20) NEMA 6-20R, 10ft power cord with L6-30P, Black Powder Coat. | 999 | 15% | 855.5186
15544VH | rPDU, Metered Standard, 20A, 120V, 1.9kW, Vertical, (20) NEMA 5-20R, 10ft power cord with 5-20P, Black Powder Coat. | 445 | 15% | 381.0869
15551VH | rPDU, Basic Surge, 15A, 120V, 1.4kW, Horizontal, (10) NEMA 5-15R, 10ft power cord with 5-15P, Black Powder Coat. | 195 | 15% | 166.9931
15587VH | rPDU, Metered Standard, 15A, 120V, 1.4kW, Vertical, (20) NEMA 5-15R, 10ft power cord with 5-15P, Black Powder Coat. | 429 | 15% | 367.3849
15654VH | rPDU, Metered Standard, 30A, 208V, 4.9kW, Horizontal, (12) NEMA 6-20R, 10ft power cord with L6-30P, Black Powder Coat. | 816 | 15% | 698.802
15662VH | rPDU, Metered Standard, 30A, 208V, 4.9kW, Vertical, (20) NEMA 6-20R, 10ft power cord with L6-30P, Black Powder Coat. | 846 | 15% | 724.4933
163555G1L | Dual ECM Barrier KIT | 230 | 15% | 196.9663
163796G1L | Single Axial Fan, Low Noise | 243 | 15% | 208.0991
177187G1L | HEAT REJECT DUCT FOUND TOP ECM | 1065 | 15% | 912.0394
1WEGXT4-10KPOD | 1 year extended warranty for POD, PD2-101 to PD2-202 | 96 | 15% | 82.212
1WEGXT4-144VBAT | 1 Year Ext Warranty For GXT4-144VBATT | 231 | 15% | 197.8226
1WEGXT4-240VBAT | 1 Year Ext Warranty For GXT4-240VBATT | 360 | 15% | 308.295
1WEGXT4-288VBAT | 1 Year Ext Warranty For GXT4-288VBATT | 518 | 15% | 443.6023
1WEGXT4-48VBATT | 1 Year Ext Warranty For GXT4-48VBATT | 58 | 15% | 49.6698
1WEGXT4-72VBATT | 1 Year Ext Warranty For GXT4-72VBATT | 74 | 15% | 63.3718
1WEITA2-08K208 | 1 Yr Ext Warranty ITA2 8kVA | 536 | 15% | 459.017
1WEITA2-10K208 | 1 Yr Ext Warranty ITA2 10kVA | 603 | 15% | 516.3941
1WEITA2-3PHPOD | 1 Yr Ext Warranty 3-PH POD | 108 | 15% | 92.4885
1WEITA2-EBC | 1 Yr Ext Warranty ITA2 EBC | 637 | 15% | 545.5109
1WEITA2-MBC | 1 Yr Ext Warranty ITA2 MBC | 603 | 15% | 516.3941
1WEMICROPOD | All MicroPOD Models for 1 year additional | 54 | 15% | 46.2443
1WEPSA500MT3 | Liebert PSA 500VA/300W/120V 1 Year Ext Warranty | 14 | 15% | 11.9893
1WEPSA5-1000120 | Liebert PSA5 1000VA/600W/120V 1 Year Extended Warranty | 111 | 15% | 95.0576
1WEPSA5-1500120 | Liebert PSA5 1500VA/900W/120V 1 Year Extended Warranty | 129 | 15% | 110.4724
1WEPSA5-500120 | Liebert PSA5 500VA/300W/120V 1 Year Extended Warranty | 72 | 15% | 61.659
1WEPSA5-700120 | Liebert PSA5 700VA/420W/120V 1 Year Extended Warranty | 85 | 15% | 72.7919
1WEPSI5-1000 | 1yr extended warranty for 1000VA PSI5 | 93 | 15% | 79.6429
1WEPSI5-1100 | 1yr extended warranty for PSI5-1100RT120 | 67 | 15% | 57.3771
1WEPSI5-1500 | 1yr extended warranty for PSI5-1500RT120 | 73 | 15% | 62.5154
1WEPSI5-2200 | 1yr extended warranty for PSI5-2200RT120 | 122 | 15% | 104.4778
1WEPSI5-24VBATT | 1yr extended warranty for PSI5-24VBATT | 57 | 15% | 48.8134
1WEPSI5-3000 | 1yr extended warranty for PSI5-3000RT120 | 172 | 15% | 147.2965
1WEPSI5-48VBATT | 1yr extended warranty for PSI5-48VBATT | 75 | 15% | 64.2281
1WEPSI5-5000 | 1yr extended warranty for PSI5-5000RT208 | 349 | 15% | 298.8749
1WEPSI5-72VBATT | 1yr extended warranty for PSI5-72VBATT | 91 | 15% | 77.9301
1WEPSI5-750 | 1yr extended warranty for 750VA PSI5 | 45 | 15% | 38.5369
1WEPSI5-800 | 1yr extended warranty for PSI5-800RT120 | 62 | 15% | 53.0953
1WEPSRT3-24VBXR | Ext. Battery Cab. PSRT3-24VBXR 1 Year Ext Warranty | 21 | 15% | 17.9839
1WEPSRT3-48VBXR | Ext. Battery Cab. PSRT3-48VBXR 1 Year Ext Warranty | 21 | 15% | 17.9839
1WEPST5-350120 | Liebert PST5 350VA/20W/120V 1 Year Extended Warranty | 37 | 15% | 31.6859
1WEPST5-500120 | Liebert PST5 500VA/300W/120V 1 Year Extended Warranty | 48 | 15% | 41.106
1WEPST5-660120 | Liebert PST5 660VA/400W/120V 1 Year Extended Warranty | 67 | 15% | 57.3771
1WEPST5-850120 | Liebert PST5 850VA/500W/120V 1 Year Extended Warranty | 79 | 15% | 67.6536
1WLTHERMLAB-B | Warranty Inspect with equip labor warranty coverage 2 yrs | 680 | 15% | 582.335
1WLTHERMLAB-C | Warranty Inspect with equip labor warranty coverage 2 yrs | 907.5 | 15% | 777.1603
1WLTHERMLAB-H | CRV 10kW Labor Warranty Coverage | 2138 | 15% | 1830.9298
1YGLD-ACS16PT | 1 YR GLD HW Maintenance ACS16PT | 515 | 15% | 441.0331
1YGLD-ACS32PT | 1 YR GLD HW Maintenance ACS32PT | 636 | 15% | 544.6545
1YGLD-ACS48PT | 1 YR GLD HW Maintenance ACS48PT | 899 | 15% | 769.8811
1YGLD-ACS4PT | 1 YR GLD HW Maintenance ACS4PT | 323 | 15% | 276.6091
1YGLD-ACS8PT | 1 YR GLD HW Maintenance ACS8PT | 421 | 15% | 360.5339
1YGLD-AV2 | 1Y GLD HW Maintenance | 305 | 15% | 261.1944
1YGLD-HMX1 | 1 YR GLD HW Maintenance HMX1 (5100) | 222 | 15% | 190.1153
1YGLD-HMX2 | 1 YR GLD HW Maintenance HMX2 (5200,6200) | 297 | 15% | 254.3434
1YGLD-HMX3 | 1 YR GLD HW Maintenance HMX3 (8000) | 547 | 15% | 468.4371
1YGLD-HMXMGR | 1 YR GLD HW Maintenance HMXMGR | 1052 | 15% | 900.9065
1YGLD-LCD | 1 YR GLD HW Maintenance LCD | 375 | 15% | 321.1406
1YGLD-LV | 1 YR GLD HW Maintenance LV | 209 | 15% | 178.9824
1YGLD-MPU1016 | 1 YR GLD HW Maintenance MPU1016 | 755 | 15% | 646.5631
1YGLD-MPU108E | 1 YR GLD HW Maintenance MPU108E | 456 | 15% | 390.507
1YGLD-MPU2016 | 1 YR GLD HW Maintenance MPU2016 | 988 | 15% | 846.0985
1YGLD-MPU2032 | 1 YR GLD HW Maintenance MPU2032 | 1115 | 15% | 954.8581
1YGLD-MPU4032 | 1 YR GLD HW Maintenance MPU4032 | 1496 | 15% | 1281.137
1YGLD-MPU8032 | 1 YR GLD HW Maintenance MPU8032 | 1856 | 15% | 1589.432
1YGLD-MXR | 1 YR GLD HW Maintenance MXR | 237 | 15% | 202.9609
1YGLD-MXT | 1 YR GLD HW Maintenance MXT | 195 | 15% | 166.9931
1YGLD-SV | 1 YR GLD HW Maintenance SV | 166 | 15% | 142.1583
1YGLD-SVSC1200 | 1 YR GLD HW Maintenance SV Secure (SC620,SC840D,SC845D,SC840H,SC845H,SC840,SC845,SCKM140,SCKM145,SC920XD) | 202 | 15% | 172.9878
1YGLD-SVSC2000 | 1 YR GLD HW Maintenance SV Secure SC340, SC380, SC640, SC740,SC940,SC945,SC940H,SC945H,SC940D,SC945D, SC945XD) | 308 | 15% | 263.7635
1YGLD-SVSC3000 | 1 YR GLD HW Maintenance SV Secure (SC680, SC780,SC885,SC985) | 498 | 15% | 426.4748
1YRGLD-1000DEV | DSView 1 year Gold Subscription 1000 Device Count | 7010 | 15% | 6003.1888
1YRGLD-100DEV | DSView 1 year Gold Subscription 100 Device Count | 2063 | 15% | 1766.7016
1YRGLD-500DEV | DSView 1 year Gold Subscription 500 Device Count | 4262 | 15% | 3649.8702
1YRSLV-1000DEV | DSView 1 year Silver Subscription 1000 Device Count | 6185 | 15% | 5296.6794
1YRSLV-100DEV | DSView 1 year Silver Subscription 100 Device Count | 1789 | 15% | 1532.0549
1YRSLV-500DEV | DSView 1 year Silver Subscription 500 Device Count | 3848 | 15% | 3295.331
1YSLV-ACS16PT | 1 YR SLV HW Maintenance ACS16PT | 301 | 15% | 257.7689
1YSLV-ACS32PT | 1 YR SLV HW Maintenance ACS32PT | 372 | 15% | 318.5715
1YSLV-ACS48PT | 1 YR SLV HW Maintenance ACS48PT | 528 | 15% | 452.166
1YSLV-ACS4PT | 1 YR SLV HW Maintenance ACS4PT | 189 | 15% | 161.8549
1YSLV-ACS8PT | 1 YR SLV HW Maintenance ACS8PT | 247 | 15% | 211.5246
1YSLV-AV2 | 1Y SLV HW Maintenance | 179 | 15% | 153.2911
1YSLV-LCD | 1 YR SLV HW Maintenance LCD | 220 | 15% | 188.4025
1YSLV-MPU1016 | 1 YR SLV HW Maintenance MPU1016 | 444 | 15% | 380.2305
1YSLV-MPU108E | 1 YR SLV HW Maintenance MPU108E | 269 | 15% | 230.3649
1YSLV-MPU2016 | 1 YR SLV HW Maintenance MPU2016 | 580 | 15% | 496.6975
1YSLV-MPU2032 | 1 YR SLV HW Maintenance MPU2032 | 655 | 15% | 560.9256
1YSLV-MPU4032 | 1 YR SLV HW Maintenance MPU4032 | 875 | 15% | 749.3281
1YSLV-MPU8032 | 1 YR SLV HW Maintenance MPU8032 | 1085 | 15% | 929.1669
1YSLV-SV | 1 YR SLV HW Maintenance SV | 99 | 15% | 84.7811
1YSLV-SVSC1200 | 1 YR SLV HW Maintenance SV Secure (SC620,SC840D,SC845D,SC840H,SC845H,SC840,SC845,SCKM140,SCKM145,SC920XD) | 118 | 15% | 101.0523
1YSLV-SVSC2000 | 1 YR SLV HW Maintenance SV Secure (SC340,SC380,C640,SC740,SC940,SC945,SC940H,SC945H,SC940D,SC945D,SC945XD) | 191 | 15% | 163.5676
1YSLV-SVSC3000 | 1 YR SLV HW Maintenance SV Secure (SC680,SC780,SC885,SC985) | 306 | 15% | 262.0507
201000G1 | Mounting Clipnuts and Screws 10-32 Thread (10 sets) | 25 | 15% | 21.4094
201000G2 | Mounting Clipnuts and Screws M6 Thread (10 sets) | 25 | 15% | 21.4094
201193G1L | Fixed Rail Kit for 19” wide racks, adjustable from 17.5” to 32.5” depth. (Identical to kit from Foundation Line) | 113 | 15% | 96.7704
202637G1 | Wall Mount – 24x12 Low Profile | 680 | 15% | 582.335
202637G2 | The Vertiv™ DWG Series is a 12U wall mount rack that secures and organizes network switches in closets and other locations with limited spaces. It accommodates switches and patch panels up to 26" deep. Adjustable depth front face 19" mounting rails (12U). | 1320 | 15% | 1130.415
23-RM | 23in Conversion Mounting rPDU Brackets (PAIR) | 17 | 15% | 14.5584
27142VH | rPDU, Basic Standard, 20A, 120V, 1.9kW, Horizontal, (6) NEMA 5-20R, 10ft power cord with L5-20P, Black Powder Coat. | 207 | 15% | 177.2696
28008VH | rPDU, Basic Surge, 15A, 120V, 1.4kW, Vertical, (8) NEMA 5-15R, 10ft power cord with 5-15P, Black Powder Coat. | 184 | 15% | 157.573
28011VH | rPDU, Basic Surge, 20A, 120V, 1.9kW, Vertical, (8) NEMA 5-20R, 10ft power cord with 5-20P, Black Powder Coat. | 192 | 15% | 164.424
28012VH | rPDU, Basic Surge, 20A, 120V, 1.9kW, Vertical, (10) NEMA 5-20R, 10ft power cord with 5-20P, Black Powder Coat. | 219 | 15% | 187.5461
28013VH | rPDU, Basic Standard, 20A, 120V, 1.9kW, Horizontal/Vertical, (8) NEMA 5-20R, 10ft power cord with L5-20P, Black Powder Coat. | 188 | 15% | 160.9985
28014VH | rPDU, Basic Standard, 20A, 120V, 1.9kW, Horizontal/Vertical, (8) NEMA 5-20R, 10ft power cord with L5-20P, Black Powder Coat. | 188 | 15% | 160.9985
28015VH | rPDU, Basic Surge, 20A, 120V, 1.9kW, Horizontal/Vertical, (8) NEMA 5-20R, 10ft power cord with 5-20P, Black Powder Coat. | 189 | 15% | 161.8549
28038VH | rPDU, Basic Standard, 15A, 120V, 1.4kW, Vertical, (10) NEMA 5-15R, 10ft power cord with 5-15P, Black Powder Coat. | 168 | 15% | 143.871
28048VH | rPDU, Basic Standard, 15A, 120V, 1.4kW, Vertical, (8) NEMA 5-15R, 10ft power cord with 5-15P, Black Powder Coat. | 160 | 15% | 137.02
28053VH | rPDU, Basic Surge, 15A, 120V, 1.4kW, Vertical, (10) NEMA 5-15R, 10ft power cord with 5-15P, Black Powder Coat. | 193 | 15% | 165.2804
28054VH | rPDU, Basic Surge, 20A, 120V, 1.9kW, Vertical, (10) NEMA 5-20R, 10ft power cord with 5-20P, Black Powder Coat. | 211 | 15% | 180.6951
28070VH | rPDU, Basic Standard, 15A, 120V, 1.4kW, Vertical, (10) NEMA 5-15R, 10ft power cord with 5-15P, Black Powder Coat. | 168 | 15% | 143.871
28096VH | rPDU, Basic Surge, 15A, 120V, 1.4kW, Vertical, (8) NEMA 5-15R, 10ft power cord with 5-15P, Black Powder Coat. | 184 | 15% | 157.573
28100VH | rPDU, Basic Standard, 20A, 120V, 1.9kW, Vertical, (20) NEMA 5-20R, 10ft power cord with L5-20P, Black Powder Coat. | 276 | 15% | 236.3595
28101VH | rPDU, Basic Standard, 15A, 120V, 1.4kW, Vertical, (8) NEMA 5-15R, 10ft power cord with 5-15P, Black Powder Coat. | 160 | 15% | 137.02
28107VH | rPDU, Basic Standard, 20A, 120V, 1.9kW, Vertical, (10) NEMA 5-20R, 10ft power cord with 5-20P, Black Powder Coat. | 188 | 15% | 160.9985
28128VH | rPDU, Basic Standard, 20A, 120V, 1.9kW, Vertical, (10) NEMA 5-20R, 10ft power cord with L5-20P, Black Powder Coat. | 202 | 15% | 172.9878
28145VH | rPDU, Basic Surge, 20A, 120V, 1.9kW, Vertical, (20) NEMA 5-20R, 10ft power cord with 5-20P, Black Powder Coat. | 301 | 15% | 257.7689
28153VH | rPDU, Basic Surge, 20A, 120V, 1.9kW, Horizontal, (10) NEMA 5-20R, 10ft power cord with L5-20P, Black Powder Coat. | 294 | 15% | 251.7743
28158VH | rPDU, Basic Surge, 20A, 120V, 1.9kW, Vertical, (20) NEMA 5-20R, 10ft power cord with 5-20P, Black Powder Coat. | 301 | 15% | 257.7689
29047VH | rPDU, Basic Standard, 15A, 120V, 1.4kW, Horizontal, (10) NEMA 5-15R, 10ft power cord with 5-15P, Black Powder Coat. | 137 | 15% | 117.3234
29058VH | rPDU, Metered Standard, 15A, 120V, 1.4kW, Horizontal, (10) NEMA 5-15R, 10ft power cord with 5-15P, Black Powder Coat. | 260 | 15% | 222.6575
29059VH | rPDU, Metered Standard, 20A, 120V, 1.9kW, Horizontal, (10) NEMA 5-20R, 10ft power cord with 5-20P, Black Powder Coat. | 412 | 15% | 352.8265
29060VH | rPDU, Metered Surge, 20A, 120V, 1.9kW, Horizontal, (10) NEMA 5-20R, 10ft power cord with 5-20P, Black Powder Coat. | 443 | 15% | 379.3741
29061VH | rPDU, Metered Standard, 20A, 120V, 1.9kW, Horizontal, (10) NEMA 5-20R, 10ft power cord with 5-20P, Black Powder Coat. | 412 | 15% | 352.8265
29062VH | rPDU, Metered Standard, 20A, 120V, 1.9kW, Horizontal, (10) NEMA 5-20R, 10ft power cord with L5-20P, Black Powder Coat. | 426 | 15% | 364.8157
29063VH | rPDU, Metered Standard, 15A, 120V, 1.4kW, Horizontal, (10) NEMA 5-15R, 10ft power cord with 5-15P, Black Powder Coat. | 260 | 15% | 222.6575
29072VH | rPDU, Metered Surge, 20A, 120V, 1.9kW, Horizontal, (10) NEMA 5-20R, 10ft power cord with L5-20P, Black Powder Coat. | 457 | 15% | 391.3634
29079VH | rPDU, Basic Surge, 15A, 120V, 1.4kW, Horizontal, (10) NEMA 5-15R, 10ft power cord with 5-15P, Black Powder Coat. | 175 | 15% | 149.8656
29081VH | rPDU, Metered Surge, 20A, 120V, 1.9kW, Horizontal, (10) NEMA 5-20R, 10ft power cord with L5-20P, Black Powder Coat. | 457 | 15% | 391.3634
29095VH | rPDU, Basic Surge, 15A, 120V, 1.4kW, Horizontal, (8) NEMA 5-15R, 10ft power cord with 5-15P, Black Powder Coat. | 233 | 15% | 199.5354
2POSTRMKIT | Two-post telecom rack mounting kit - for 2U rack mounting UPS/EBC - 4 pieces | 254 | 15% | 217.5193
2POSTRMKITVRC | 2-Post Rack Mounting Kit for VRC Split and Self-Contained | 380 | 15% | 325.4225
2UTELECOMRKIT | Center Mount brackets for 19" wide telecom/relay racks | 99 | 15% | 84.7811
2WAP10KWL | CRV 10kW 2nd Yr Parts w/Comp | 1339 | 15% | 1146.6861
2WEGXT-1000120 | 2 Year Extended Warranty for Liebert GXT5 1000VA 120V UPS | 204 | 15% | 174.7005
2WEGXT-10KHV | 2 Year Extended Warranty for GXT5-10KHVRT5UXLN | 1856 | 15% | 1589.432
2WEGXT-10KMV | 2 Year Extended Warranty for GXT5-10KMVRT6UXLN | 2080 | 15% | 1781.26
2WEGXT-10KPD5 | 2 Year Extended Warranty for 8-10kVA Liebert GXT5 Micro PODS | 238 | 15% | 203.8173
2WEGXT-144VBATT | 2 Year Extended Warranty for GXT5-EBC144VRT2U | 738 | 15% | 632.0047
2WEGXT-1500120 | 2 Year Extended Warranty for Liebert GXT5 1500VA 120V UPS | 257 | 15% | 220.0884
2WEGXT-15KMV | GXT5 15kVA 2-Year Extended Warranty | 3093 | 15% | 2648.7679
2WEGXT-192VBATT | 2 Year Extended Warranty for GXT5-EBC192VRT3U | 1146 | 15% | 981.4058
2WEGXT-2000120 | 2 Year Extended Warranty for Liebert GXT5 2000VA 120V UPS | 318 | 15% | 272.3273
2WEGXT-20KMV | GXT5 20kVA 2-Year Extended Warranty | 3403 | 15% | 2914.2441
2WEGXT-288VBATT | 2 Year Extended Warranty for GXT5-EBC288VRT4U | 2002 | 15% | 1714.4628
2WEGXT-3000120 | 2 Year Extended Warranty for Liebert GXT5 3000VA 120V UPS | 436 | 15% | 373.3795
2WEGXT-36VBATT | 2 Year Extended Warranty for Liebert GXT5 36V External Battery Cabinet | 359 | 15% | 307.4386
2WEGXT-3KL620 | 2 Year Extended Warranty for GXT5-3KL620RT2UXL | 480 | 15% | 411.06
2WEGXT-3KL630 | 2 Year Extended Warranty for GXT5-3KL630RT2UXL | 480 | 15% | 411.06
2WEGXT-48VBATT | 2 Year Extended Warranty for Liebert GXT5 48V External Battery Cabinet | 389 | 15% | 333.1299
2WEGXT-500120 | 2 Year Extended Warranty for Liebert GXT5 500VA 120V UPS | 145 | 15% | 124.1744
2WEGXT-5KHV | 2 Year Extended Warranty for GXT5-5000HVRT5UXLN | 1105 | 15% | 946.2944
2WEGXT-5KMV | 2 Year Extended Warranty for GXT5-5000MVRT4UXLN | 1105 | 15% | 946.2944
2WEGXT-6KL630 | 2 Year Extended Warranty for GXT5-6KL630RT5UXLN | 1278 | 15% | 1094.4472
2WEGXT-6KMV | 2 Year Extended Warranty for GXT5-6000MVRT4UXLN | 1158 | 15% | 991.6823
2WEGXT-6KPD5 | 2 Year Extended Warranty for up to 6kVA Liebert GXT5 Micro PODS | 238 | 15% | 203.8173
2WEGXT-72VBATT | 2 Year Extended Warranty for Liebert GXT5 72V External Battery Cabinet | 492 | 15% | 421.3365
2WEGXT-750120 | 2 Year Extended Warranty for Liebert GXT5 700VA 120V UPS | 159 | 15% | 136.1636
2WEGXT-8KHV | 2 Year Extended Warranty for GXT5-8000HVRT5UXLN | 1595 | 15% | 1365.9181
2WEGXT-8KMV | 2 Year Extended Warranty for GXT5-8000MVRT6UXLN | 1948 | 15% | 1668.2185
2YGLD-ACS16PT | 2 YR GLD HW Maintenance ACS16PT | 641 | 15% | 548.9364
2YGLD-ACS32PT | 2 YR GLD HW Maintenance ACS32PT | 796 | 15% | 681.6745
2YGLD-ACS48PT | 2 YR GLD HW Maintenance ACS48PT | 1124 | 15% | 962.5655
2YGLD-ACS4PT | 2 YR GLD HW Maintenance ACS4PT | 400 | 15% | 342.55
2YGLD-ACS8PT | 2 YR GLD HW Maintenance ACS8PT | 526 | 15% | 450.4532
2YGLD-AV2 | 2Y GLD HW Maintenance | 381 | 15% | 326.2789
2YGLD-HMX1 | 2 YR GLD HW Maintenance HMX1 (5100) | 279 | 15% | 238.9286
2YGLD-HMX2 | 2 YR GLD HW Maintenance HMX2 (5200,6200) | 371 | 15% | 317.7151
2YGLD-HMX3 | 2 YR GLD HW Maintenance HMX3 (8000) | 625 | 15% | 535.2344
2YGLD-HMXMGR | 2 YR GLD HW Maintenance HMXMGR | 1315 | 15% | 1126.1331
2YGLD-LV | 2 YR GLD HW Maintenance LV | 258 | 15% | 220.9447
2YGLD-MPU1016 | 2 YR GLD HW Maintenance MPU1016 | 943 | 15% | 807.5616
2YGLD-MPU108E | 2 YR GLD HW Maintenance MPU108E | 567 | 15% | 485.5646
2YGLD-MPU2016 | 2 YR GLD HW Maintenance MPU2016 | 1235 | 15% | 1057.6231
2YGLD-MPU2032 | 2 YR GLD HW Maintenance MPU2032 | 1393 | 15% | 1192.9304
2YGLD-MPU4032 | 2 YR GLD HW Maintenance MPU4032 | 1869 | 15% | 1600.5649
2YGLD-MPU8032 | 2 YR GLD HW Maintenance MPU8032 | 2319 | 15% | 1985.9336
2YGLD-MXR | 2 YR GLD HW Maintenance MXR | 297 | 15% | 254.3434
2YGLD-MXT | 2 YR GLD HW Maintenance MXT | 242 | 15% | 207.2428
2YGLD-SV | 2 YR GLD HW Maintenance SV | 208 | 15% | 178.126
2YGLD-SVSC1200 | 2 YR GLD HW Maintenance SV Secure (SC620,SC840D,SC845D,SC840H,SC845H,SC840,SC845,SCKM140,SCKM145,SC920XD) | 248 | 15% | 212.381
2YGLD-SVSC2000 | 2 YR GLD HW Maintenance SV Secure (SC340,SC380,SC640,SC740,SC940,SC945,SC940H,SC945H,SC940D,SC945D,SC945XD) | 402 | 15% | 344.2627
2YGLD-SVSC3000 | 2 YR GLD HW Maintenance SV Secure (SC680, SC780) | 651 | 15% | 557.5001
2YSLV-ACS16PT | 2 YR SLV HW Maintenance ACS16PT | 428 | 15% | 366.5285
2YSLV-ACS32PT | 2 YR SLV HW Maintenance ACS32PT | 533 | 15% | 456.4479
2YSLV-ACS48PT | 2 YR SLV HW Maintenance ACS48PT | 751 | 15% | 643.1376
2YSLV-ACS4PT | 2 YR SLV HW Maintenance ACS4PT | 269 | 15% | 230.3649
2YSLV-ACS8PT | 2 YR SLV HW Maintenance ACS8PT | 350 | 15% | 299.7313
2YSLV-AV2 | 2Y SLV HW Maintenance | 255 | 15% | 218.3756
2YSLV-MPU1016 | 2 YR SLV HW Maintenance MPU1016 | 631 | 15% | 540.3726
2YSLV-MPU108E | 2 YR SLV HW Maintenance MPU108E | 381 | 15% | 326.2789
2YSLV-MPU2016 | 2 YR SLV HW Maintenance MPU2016 | 823 | 15% | 704.7966
2YSLV-MPU2032 | 2 YR SLV HW Maintenance MPU2032 | 931 | 15% | 797.2851
2YSLV-MPU4032 | 2 YR SLV HW Maintenance MPU4032 | 1247 | 15% | 1067.8996
2YSLV-MPU8032 | 2 YR SLV HW Maintenance MPU8032 | 1547 | 15% | 1324.8121
2YSLV-SV | 2 YR SLV HW Maintenance SV | 138 | 15% | 118.1797
2YSLV-SVSC1200 | 2 YR SLV HW Maintenance SV Secure (SC620,SC840D,SC845D,SC840H,SC845H,SC840,SC845,SCKM140,SCKM145,SC920XD) | 166 | 15% | 142.1583
2YSLV-SVSC2000 | 2 YR SLV HW Maintenance SV Secure (SC340,SC380,SC640,SC740,SC940,SC945,SC940H,SC945H,SC940D,SC945D,SC945XD) | 270 | 15% | 231.2213
2YSLV-SVSC3000 | 2 YR SLV HW Maintenance SV Secure(SC680,SC780,SC885,SC985) | 437 | 15% | 374.2359
30203VH | rPDU, Basic Standard, 15A, 120V, 1.4kW, Horizontal, (6) NEMA 5-15R, 10ft power cord with 5-15P, Black Powder Coat. | 127 | 15% | 108.7596
3WAP10KWL | CRV 10kW 3rd Yr Parts w/Comp | 1838 | 15% | 1574.0173
3WEGXT4-10KPOD | 3 year extended warranty for POD, PD2-101 to PD2-202 | 247 | 15% | 211.5246
3WEGXT4-144VBAT | 3 Year Ext Warranty For GXT4-144VBATT | 805 | 15% | 689.3819
3WEGXT4-240VBAT | 3 Year Ext Warranty For GXT4-240VBATT | 1250 | 15% | 1070.4688
3WEGXT4-288VBAT | 3 Year Ext Warranty For GXT4-288VBATT | 2184 | 15% | 1870.323
3WEGXT4-48VBATT | 3 Year Ext Warranty For GXT4-48VBATT | 503 | 15% | 430.7566
3WEGXT4-72VBATT | 3 Year Ext Warranty For GXT4-72VBATT | 619 | 15% | 530.0961
3WEITA2-08K208 | 3 Yr Ext Warranty ITA2 8kVA | 2010 | 15% | 1721.3138
3WEITA2-10K208 | 3 Yr Ext Warranty ITA2 10kVA | 2144 | 15% | 1836.068
3WEITA2-3PHPOD | 3 Yr Ext Warranty 3-PH POD | 268 | 15% | 229.5085
3WEITA2-EBC | 3 Yr Ext Warranty ITA2 EBC | 2144 | 15% | 1836.068
3WEITA2-MBC | 3 Yr Ext Warranty ITA2 MBC | 1925 | 15% | 1648.5219
3WEMICROPOD | All MicroPOD Models for 3 year additional | 118 | 15% | 101.0523
3WEPSA5-1000120 | Liebert PSA5 1000VA/600W/120V 3 Year Extended Warranty | 183 | 15% | 156.7166
3WEPSA5-1500120 | Liebert PSA5 1500VA/900W/120V 3 Year Extended Warranty | 231 | 15% | 197.8226
3WEPSA5-500120 | Liebert PSA5 500VA/300W/120V 3 Year Extended Warranty | 111 | 15% | 95.0576
3WEPSA5-700120 | Liebert PSA5 700VA/420W/120V 3 Year Extended Warranty | 135 | 15% | 115.6106
3WEPSI5-1000 | 3yr extended warranty for 1000VA PSI5 | 198 | 15% | 169.5623
3WEPSI5-1100 | 3yr extended warranty for PSI5-1100RT120 | 172 | 15% | 147.2965
3WEPSI5-1500 | 3yr extended warranty for PSI5-1500RT120 | 177 | 15% | 151.5784
3WEPSI5-2200 | 3yr extended warranty for PSI5-2200RT120 | 270 | 15% | 231.2213
3WEPSI5-24VBATT | 3yr extended warranty for PSI5-24VBATT | 234 | 15% | 200.3918
3WEPSI5-3000 | 3yr extended warranty for PSI5-3000RT120 | 437 | 15% | 374.2359
3WEPSI5-48VBATT | 3yr extended warranty for PSI5-48VBATT | 265 | 15% | 226.9394
3WEPSI5-5000 | 3yr extended warranty for PSI5-5000RT208 | 673 | 15% | 576.3404
3WEPSI5-72VBATT | 3yr extended warranty for PSI5-72VBATT | 380 | 15% | 325.4225
3WEPSI5-750 | 3yr extended warranty for 750VA PSI5 | 95 | 15% | 81.3556
3WEPSI5-800 | 3yr extended warranty for PSI5-800RT120 | 161 | 15% | 137.8764
3WEPSRT3-24VBXR | Ext. Battery Cab. PSRT3-24VBXR 3 Year Ext Warranty | 252 | 15% | 215.8065
3WEPSRT3-48VBXR | Ext. Battery Cab. PSRT3-48VBXR 3 Year Ext Warranty | 252 | 15% | 215.8065
3WEPST5-350120 | Liebert PST5 350VA/20W/120V 3 Year Extended Warranty | 61 | 15% | 52.2389
3WEPST5-500120 | Liebert PST5 500VA/300W/120V 3 Year Extended Warranty | 85 | 15% | 72.7919
3WEPST5-660120 | Liebert PST5 660VA/400W/120V 3 Year Extended Warranty | 111 | 15% | 95.0576
3WEPST5-850120 | Liebert PST5 850VA/500W/120V 3 Year Extended Warranty | 129 | 15% | 110.4724
3WPC-VRCSS | 3rd Yr Parts Warranty with replacement labor | 1206 | 15% | 1032.7883
-48VDCPS | -48VDC Power Supply | 185.9 | 15% | 159.2001
4UTELECOMRKIT | Center Mount brackets for 19" wide telecom/relay racks | 115 | 15% | 98.4831
4WPC-VRCSS | 4th Yr Parts Warranty with replacement labor | 1929 | 15% | 1651.9474
4YGLD-ACS16PT | 4 YR GLD HW Maintenance ACS16PT | 854 | 15% | 731.3442
4YGLD-ACS32PT | 4 YR GLD HW Maintenance ACS32PT | 1058 | 15% | 906.0448
4YGLD-ACS48PT | 4 YR GLD HW Maintenance ACS48PT | 1498 | 15% | 1282.8498
4YGLD-ACS4PT | 4 YR GLD HW Maintenance ACS4PT | 533 | 15% | 456.4479
4YGLD-ACS8PT | 4 YR GLD HW Maintenance ACS8PT | 698 | 15% | 597.7497
4YGLD-AV2 | 4Y GLD HW Maintenance | 506 | 15% | 433.3257
4YGLD-LCD | 4 YR GLD HW Maintenance LCD | 621 | 15% | 531.8089
4YGLD-LV | 4 YR GLD HW Maintenance LV | 344 | 15% | 294.593
4YGLD-MPU1016 | 4 YR GLD HW Maintenance MPU1016 | 1257 | 15% | 1076.4634
4YGLD-MPU108E | 4 YR GLD HW Maintenance MPU108E | 755 | 15% | 646.5631
4YGLD-MPU2016 | 4 YR GLD HW Maintenance MPU2016 | 1645 | 15% | 1408.7369
4YGLD-MPU2032 | 4 YR GLD HW Maintenance MPU2032 | 1856 | 15% | 1589.432
4YGLD-MPU4032 | 4 YR GLD HW Maintenance MPU4032 | 2491 | 15% | 2133.2301
4YGLD-MPU8032 | 4 YR GLD HW Maintenance MPU8032 | 3090 | 15% | 2646.1988
4YGLD-SV | 4 YR GLD HW Maintenance SV | 274 | 15% | 234.6468
4YGLD-SVSC1200 | 4 YR GLD HW Maintenance SV Secure (SC620,SC840D,SC845D,SC840H,SC845H,SC840,SC845,SCKM140,SCKM145,SC920XD) | 330 | 15% | 282.6037
4YGLD-SVSC2000 | 4 YR GLD HW Maintenance SV Secure (SC340, SC380, SC640, SC740,SC945XD) | 537 | 15% | 459.8734
4YGLD-SVSC3000 | 4 YR GLD HW Maintenance SV Secure (SC680,SC780,SC885,SC985) | 869 | 15% | 744.1899
4YSLV-ACS16PT | 4 YR SLV HW Maintenance ACS16PT | 641 | 15% | 548.9364
4YSLV-ACS32PT | 4 YR SLV HW Maintenance ACS32PT | 796 | 15% | 681.6745
4YSLV-ACS48PT | 4 YR SLV HW Maintenance ACS48PT | 1124 | 15% | 962.5655
4YSLV-ACS4PT | 4 YR SLV HW Maintenance ACS4PT | 400 | 15% | 342.55
4YSLV-ACS8PT | 4 YR SLV HW Maintenance ACS8PT | 526 | 15% | 450.4532
4YSLV-AV2 | 4Y SLV HW Maintenance | 381 | 15% | 326.2789
4YSLV-LCD | 4 YR SLV HW Maintenance LCD | 466 | 15% | 399.0707
4YSLV-MPU1016 | 4 YR SLV HW Maintenance MPU1016 | 943 | 15% | 807.5616
4YSLV-MPU108E | 4 YR SLV HW Maintenance MPU108E | 567 | 15% | 485.5646
4YSLV-MPU2016 | 4 YR SLV HW Maintenance MPU2016 | 1235 | 15% | 1057.6231
4YSLV-MPU2032 | 4 YR SLV HW Maintenance MPU2032 | 1393 | 15% | 1192.9304
4YSLV-MPU4032 | 4 YR SLV HW Maintenance MPU4032 | 1869 | 15% | 1600.5649
4YSLV-MPU8032 | 4 YR SLV HW Maintenance MPU8032 | 2319 | 15% | 1985.9336
4YSLV-SV | 4 YR SLV HW Maintenance SV | 208 | 15% | 178.126
4YSLV-SVSC1200 | 4 YR SLV HW Maintenance SV Secure(SC620,SC840D,SC845D,SC840H,SC845H,SC840,SC845,SCKM140,SCKM145,SC920XD) | 249 | 15% | 213.2374
4YSLV-SVSC2000 | 4 YR SLV HW Maintenance SV Secure (SC340,SC380,SC640,SC740,SC945XD) | 402 | 15% | 344.2627
4YSLV-SVSC3000 | 4 YR SLV HW Maintenance SV Secure (SC680,SC780,SC885,SC985) | 654 | 15% | 560.0693
5-20R2KIT | NEMA 5-20R2 Receptacle Kit (T-Slot) | 125 | 15% | 107.0469
535809G1 | 19” 1U Telescopic Shelf | 489 | 15% | 418.7674
542190G1L | 1U METAL BLANKING PANEL WITH BRUSH STRIP KIT OF 2 | 209 | 15% | 178.9824
542777G1L | KIT SUPPORT RAIL FOR DCM | 153 | 15% | 131.0254
546058G1L | DOOR HANDLE 1 EA | 44 | 15% | 37.6805
548784P1 | 19” 1U Horizontal Cable Manager | 76 | 15% | 65.0845
548785P1 | 19” 2U Horizontal Cable Manager | 90 | 15% | 77.0738
5WPC-VRCSS | 5th Yr Parts Warranty with replacement labor | 3087 | 15% | 2643.6296
6030VH | RJ12 50ft Patch Cord | 60.5 | 15% | 51.8107
6036VH | Power Cord, C13 to C14 connector, 6ft | 28 | 15% | 23.9785
6-15R2-208KIT | NEMA 6-15R2, 208V Only, Receptacle Kit | 175 | 15% | 149.8656
6-15R2-240KIT | NEMA 6-15R2, 240V Only, Receptacle Kit | 175 | 15% | 149.8656
7349VH | IEC Cord Set, 5ft 6in 16/3 SJT Black cord set, 5-15P to C13 | 29 | 15% | 24.8349
7759-12 | Pack of 12 IEC C13 Retaining Clips | 20 | 15% | 17.1275
7938BK | Vertical rPDU Bracket Kit - Includes (2) 7938 Brackets and mounting hardware | 15 | 15% | 12.8456
8124VH | IEC Cord Set 8ft 2in 12/3 SJT Black cord set, L6-20P to C19 | 64 | 15% | 54.808
8128VH | IEC Cord Set, 9ft 9in 12/3 SJT Black cord set, C20 to C19 | 63 | 15% | 53.9516
8129VH | IEC Cord Set, 3ft 3in 18/3 SJT Black cord set, C14 to C13 | 13 | 15% | 11.1329
8153VH | 70in Vertical rPDU Bracket | 28 | 15% | 23.9785
8954-6 | 6 Clip Pack - IEC C19 Retaining Clips | 14 | 15% | 11.9893
9083C | Vertical rPDU Bracket Top Clip | 6 | 15% | 5.1383
9084C | Vertical rPDU Bracket Bottom Clip | 6 | 15% | 5.1383
9091VH | C13 - IEC Plug Shield | 8 | 15% | 6.851
A2D-10 | Analog to digital converter providing the ability to connect a dry contact or 0-10V sensor to an RJ12 sensor port. Includes a 10ft / 3m cable. | 111.1 | 15% | 95.1433
A2D-50 | Analog to digital converter providing the ability to connect a dry contact or 0-10V sensor to an RJ12 sensor port. Includes a 50ft / 15.2m cable. | 158.4 | 15% | 135.6498
ACS8008-LN-DAC-400 | 8 Port ACS8000, 4G/LTE NA, Dual AC, TAA | 5084 | 15% | 4353.8105
ACS8008MDAC-400 | 8-Port ACS8000 Console System with dual AC Power Supply and Analog Modem | 4183 | 15% | 3582.2166
ACS8008-NA-DAC-400 | 8 Port ACS8000, 4G/LTE NA2, DualAC, TAA | 5084 | 15% | 4353.8105
ACS8008SAC-400 | 8-Port ACS8000 Console System with single AC Power Supply | 2414 | 15% | 2067.2893
ACS8008SDC-400 | 8-Port ACS8000 Console System with single DC Power Supply | 2876 | 15% | 2462.9345
ACS8016DAC-400 | 16-Port ACS8000 Console System with dual AC Power Supply | 5309 | 15% | 4546.4949
ACS8016-LN-DAC-400 | 16 Port ACS8000, 4G/LTE NA, Dual AC, TAA | 6210 | 15% | 5318.0887
ACS8016MDAC-400 | 16-Port ACS8000 Console System with dual AC Power Supply and Analog Modem | 5309 | 15% | 4546.4949
ACS8016-NA-DAC-400 | 16 Port ACS8000, 4G/LTE NA2, DualAC, TAA | 6210 | 15% | 5318.0887
ACS8016SAC-400 | 16-Port ACS8000 Console System with single AC Power Supply | 3056 | 15% | 2617.082
ACS8016SDC-400 | 16-Port ACS8000 Console System with single DC Power Supply | 3641 | 15% | 3118.0614
ACS8032-LN-DAC-400 | 32 Port ACS8000, 4G/LTE NA, Dual AC, TAA | 7335 | 15% | 6281.5106
ACS8032MDAC-400 | 32-Port ACS8000 Console System with dual AC Power Supply and Analog Modem | 6434 | 15% | 5509.9168
ACS8032MDDC-400 | 32-Port ACS8000 Console System with dual DC Power Supply and Analog Modem | 7077 | 15% | 6060.5659
ACS8032-NA-DAC-400 | 32 Port ACS8000, 4G/LTE NA2, DualAC, TAA | 7335 | 15% | 6281.5106
ACS8032SAC-400 | 32-Port ACS8000 Console System with single AC Power Supply | 4504 | 15% | 3857.113
ACS8048DAC-400 | 48-Port ACS8000 Console System with dual AC Power Supply | 7720 | 15% | 6611.215
ACS8048-LN-DAC-400 | 48 Port ACS8000, 4G/LTE NA, Dual AC, TAA | 8621 | 15% | 7382.8089
ACS8048MDAC-400 | 48-Port ACS8000 Console System with dual AC Power Supply and Analog Modem | 7720 | 15% | 6611.215
ACS8048MDDC-400 | 48-Port ACS8000 Console System with dual DC Power Supply and Analog Modem | 8558 | 15% | 7328.8573
ACS8048-NA-DAC-400 | 48 Port ACS8000, 4G/LTE NA2, DualAC, TAA | 8621 | 15% | 7382.8089
ACS8048SAC-400 | 48-Port ACS8000 Console System with single AC Power Supply | 6434 | 15% | 5509.9168
ACS804MEAC-400 | 4-Port ACS800 Serial Console with analog modem, external AC/DC Power Brick - Global Datacenter PDU Power Cord | 962 | 15% | 823.8328
ADB0036 | RJ45 to DB9F cross converter | 20 | 15% | 17.1275
ADB0037 | RJ45 to DB9M cross converter | 20 | 15% | 17.1275
ADB0039 | RJ45 to RJ45 Sun/Cisco cross converter | 20 | 15% | 17.1275
ADB0040 | RJ45 to RJ45 Rackable converter | 20 | 15% | 17.1275
ADB0045 | SX 550m multi mode SFP fiber transceiver | 185 | 15% | 158.4294
ADB0047 | LX/LH 10km single SFP fiber transceiver | 343 | 15% | 293.7366
ADB0049 | RMPSU 12V to 5V 9ft | 171 | 15% | 146.4401
ADB0200 | RJ45 to DB9F s/t converter | 20 | 15% | 17.1275
ADB0210 | RJ45 to DB9M s/t converter | 20 | 15% | 17.1275
ADB0211 | USB to PS2 converter for use with HMX, AMX, Matrix | 220 | 15% | 188.4025
AD-RB | Rack Beacon | 110 | 15% | 94.2013
AD-S | Smoke sensor | 240 | 15% | 205.53
AD-SUSBC | Stationary USB camera | 330 | 15% | 282.6037
AD-TPUSBC | TILT & PAN USB CAMERA | 440 | 15% | 376.805
ADX-1YGLD-IPUHD | Vertiv Avocent ADX IPUHD 1yr GLD HW Maintenance | 242 | 15% | 207.2428
ADX-1YGLD-MP1000 | Vertiv Avocent ADX MP1000 1yr GLD HW Maintenance | 2062 | 15% | 1765.8453
ADX-1YGLD-RM1048P | Vertiv Avocent ADX RM1048P 1yr GLD HW Maintenance | 2170 | 15% | 1858.3338
ADX-1YSLV-IPUHD | Vertiv Avocent ADX IPUHD 1yr SLV HW Maintenance | 142 | 15% | 121.6053
ADX-1YSLV-MP1000 | Vertiv Avocent ADX MP1000 1yr SLV HW Maintenance | 1204 | 15% | 1031.0755
ADX-1YSLV-RM1048P | Vertiv Avocent ADX RM1048P 1yr SLV HW Maintenance | 1268 | 15% | 1085.8835
ADX-2YGLD-IPUHD | Vertiv Avocent ADX IPUHD 2yr GLD HW Maintenance | 300 | 15% | 256.9125
ADX-2YGLD-MP1000 | Vertiv Avocent ADX MP1000 2yr GLD HW Maintenance | 2576 | 15% | 2206.022
ADX-2YGLD-RM1048P | Vertiv Avocent ADX RM1048P 2yr GLD HW Maintenance | 2709 | 15% | 2319.9199
ADX-2YSLV-IPUHD | Vertiv Avocent ADX IPUHD 2yr SLV HW Maintenance | 202 | 15% | 172.9878
ADX-2YSLV-MP1000 | Vertiv Avocent ADX MP1000 2yr SLV HW Maintenance | 1718 | 15% | 1471.2523
ADX-2YSLV-RM1048P | Vertiv Avocent ADX RM1048P 2yr SLV HW Maintenance | 1807 | 15% | 1547.4696
ADX-4YGLD-IPUHD | Vertiv Avocent ADX IPUHD 4yr GLD HW Maintenance | 400 | 15% | 342.55
ADX-4YGLD-MP1000 | Vertiv Avocent ADX MP1000 4yr GLD HW Maintenance | 3432 | 15% | 2939.079
ADX-4YGLD-RM1048P | Vertiv Avocent ADX RM1048P 4yr GLD HW Maintenance | 3611 | 15% | 3092.3701
ADX-4YSLV-IPUHD | Vertiv Avocent ADX IPUHD 4yr SLV HW Maintenance | 300 | 15% | 256.9125
ADX-4YSLV-MP1000 | Vertiv Avocent ADX MP1000 4yr SLV HW Maintenance | 2576 | 15% | 2206.022
ADX-4YSLV-RM1048P | Vertiv Avocent ADX RM1048P 4yr SLV HW Maintenance | 2709 | 15% | 2319.9199
ADX-DP-400 | Vertiv Avocent ADX 4K Display Port Adapter | 213 | 15% | 182.4079
ADX-HDMI-400 | Vertiv Avocent ADX 4K HDMI Adapter | 213 | 15% | 182.4079
ADX-IPIQ-400 | Vertiv Avocent ADX IPIQ IP KVM device | 376 | 15% | 321.997
ADX-IPPS | Vertiv Avocent ADX Power Supply for IP modules | 241 | 15% | 206.3864
ADX-IPUHD-400 | Vertiv Avocent ADX IPUHD 4K IP KVM device | 1445 | 15% | 1237.4619
ADX-MINIDP-400 | Vertiv Avocent ADX 4K Mini Display Port Adapter | 213 | 15% | 182.4079
ADX-MP1000DAC-400 | Vertiv Avocent ADX Management Platform | 12458 | 15% | 10668.7198
ADX-MP-LIC-1000-1YGLD | Vertiv Avocent ADX MP1000 1000 license 1yr GLD | 8775 | 15% | 7514.6906
ADX-MP-LIC-1000-1YSLV | Vertiv Avocent ADX MP1000 1000 license 1yr SLV | 7130 | 15% | 6105.9538
ADX-MP-LIC-1000-2YGLD | Vertiv Avocent ADX MP1000 1000 license 2yr GLD | 14477 | 15% | 12397.7409
ADX-MP-LIC-1000-2YSLV | Vertiv Avocent ADX MP1000 1000 license 2yr SLV | 12832 | 15% | 10989.004
ADX-MP-LIC-100-1YGLD | Vertiv Avocent ADX MP1000 100 license 1yr GLD | 2606 | 15% | 2231.7133
ADX-MP-LIC-100-1YSLV | Vertiv Avocent ADX MP1000 100 license 1yr SLV | 2059 | 15% | 1763.2761
ADX-MP-LIC-100-2YGLD | Vertiv Avocent ADX MP1000 100 license 2yr GLD | 4251 | 15% | 3640.4501
ADX-MP-LIC-100-2YSLV | Vertiv Avocent ADX MP1000 100 license 2yr SLV | 3703 | 15% | 3171.1566
ADX-MP-LIC-2500-1YGLD | Vertiv Avocent ADX MP1000 2500 license 1yr GLD | 10556 | 15% | 9039.8945
ADX-MP-LIC-2500-1YSLV | Vertiv Avocent ADX MP1000 2500 license 1yr SLV | 8912 | 15% | 7632.014
ADX-MP-LIC-2500-2YGLD | Vertiv Avocent ADX MP1000 2500 license 2yr GLD | 17684 | 15% | 15144.1355
ADX-MP-LIC-2500-2YSLV | Vertiv Avocent ADX MP1000 2500 license 2yr SLV | 16040 | 15% | 13736.255
ADX-MP-LIC-250-1YGLD | Vertiv Avocent ADX MP1000 250 license 1yr GLD | 4251 | 15% | 3640.4501
ADX-MP-LIC-250-1YSLV | Vertiv Avocent ADX MP1000 250 license 1yr SLV | 3703 | 15% | 3171.1566
ADX-MP-LIC-250-2YGLD | Vertiv Avocent ADX MP1000 250 license 2yr GLD | 7213 | 15% | 6177.0329
ADX-MP-LIC-250-2YSLV | Vertiv Avocent ADX MP1000 250 license 2yr SLV | 6665 | 15% | 5707.7394
ADX-MP-LIC-5000-1YGLD | Vertiv Avocent ADX MP1000 5000 license 1yr GLD | 13983 | 15% | 11974.6916
ADX-MP-LIC-5000-1YSLV | Vertiv Avocent ADX MP1000 5000 license 1yr SLV | 12339 | 15% | 10566.8111
ADX-MP-LIC-5000-2YGLD | Vertiv Avocent ADX MP1000 5000 license 2yr GLD | 23853 | 15% | 20427.1129
ADX-MP-LIC-5000-2YSLV | Vertiv Avocent ADX MP1000 5000 license 2yr SLV | 22208 | 15% | 19018.376
ADX-MP-LIC-500-1YGLD | Vertiv Avocent ADX MP1000 500 license 1yr GLD | 5211 | 15% | 4462.5701
ADX-MP-LIC-500-1YSLV | Vertiv Avocent ADX MP1000 500 license 1yr SLV | 4389 | 15% | 3758.6299
ADX-MP-LIC-500-2YGLD | Vertiv Avocent ADX MP1000 500 license 2yr GLD | 8721 | 15% | 7468.4464
ADX-MP-LIC-500-2YSLV | Vertiv Avocent ADX MP1000 500 license 2yr SLV | 7900 | 15% | 6765.3625
ADX-MP-LIC-50-1YGLD | Vertiv Avocent ADX MP1000 50 license 1yr GLD | 1921 | 15% | 1645.0964
ADX-MP-LIC-50-1YSLV | Vertiv Avocent ADX MP1000 50 license 1yr SLV | 1372 | 15% | 1174.9465
ADX-MP-LIC-50-2YGLD | Vertiv Avocent ADX MP1000 50 license 2yr GLD | 3018 | 15% | 2584.5397
ADX-MP-LIC-50-2YSLV | Vertiv Avocent ADX MP1000 50 license 2yr SLV | 2470 | 15% | 2115.2463
ADX-MP-LIC-750-1YGLD | Vertiv Avocent ADX MP1000 750 license 1yr GLD | 6992 | 15% | 5987.774
ADX-MP-LIC-750-1YSLV | Vertiv Avocent ADX MP1000 750 license 1yr SLV | 6170 | 15% | 5283.8338
ADX-MP-LIC-750-2YGLD | Vertiv Avocent ADX MP1000 750 license 2yr GLD | 11928 | 15% | 10214.841
ADX-MP-LIC-750-2YSLV | Vertiv Avocent ADX MP1000 750 license 2yr SLV | 11106 | 15% | 9510.9008
ADX-RM1048PDAC-400 | Vertiv Avocent ADX Rack Manager, 48 PoE Ports | 13997 | 15% | 11986.6809
ADX-RMK-106 | Vertiv Avocent ADX 4K 1U Rack Mount Kit for IPUHD | 461 | 15% | 394.7889
ADX-RMK-107 | Vertiv Avocent ADX 4K 21U Rack Mount kit for IPUHD | 526 | 15% | 450.4532
AFP0004 | 4 port Active Front Panel (AFP) remote KVM switch | 144 | 15% | 123.318
AFP0008 | 8 port Active Front Panel (AFP) remote KVM switch | 188 | 15% | 160.9985
AFPSPLITTER | AFP Splitter for Matrix | 146 | 15% | 125.0307
AM | Adjustable Mount rPDU Brackets (PAIR) | 13 | 15% | 11.1329
APS5KPWRMOD1 | Liebert APS Power Module (PM1), 208/120 VAC, 5 kVA / 4.5 kW | 5137 | 15% | 4399.1984
APS5KPWRMOD2 | Liebert APS Power Module (PM2), 230, 208 VAC, 5 kVA / 4.5 Kw | 4532 | 15% | 3881.0915
APSBATMODCU | Liebert APS Battery Module | 2814 | 15% | 2409.8393
APSCHRGRMOD | Liebert APS Charger Module | 2033 | 15% | 1741.0104
APSRACKKIT | Liebert APS Rack Mounting Kit | 982 | 15% | 840.9602
AS3A0NCUGNNXLKB | APS 5kVA scalable to 15kVA N+1, 5M | 18247 | 15% | 15626.2746
AS3A0NCVGNNXLKB | APS 5kVA scalable to 15kVA N+1, 15M | 19808 | 15% | 16963.076
AS3B0NCVGNNXLKB | APS 10kVA scalable to 15kVA N+1, 5M | 22827 | 15% | 19548.4721
AS3B0NCYGNNXLKB | APS 10kVA scalable to 15kVA N+1, 21M | 29773 | 15% | 25496.8529
AS3C0NCWGNNXLKB | APS 15kVA scalable to 15kVA N+1, 5M | 27407 | 15% | 23470.6696
AS3C0NCXGNNXLKB | APS 15kVA scalable to 15kVA N+1, 8M | 28962 | 15% | 24802.3328
AS400ADPT | AS/400 ADAPTER HOOD KIT | 69 | 15% | 59.0899
AS4A0NCUGNNXLKB | APS 5kVA scalable to 20kVA N+1, 5M | 21073 | 15% | 18046.3904
AS4A0NCVGNNXLKB | APS 5kVA scalable to 20kVA N+1, 15M | 22627 | 15% | 19377.1971
AS4B0NCVGNNXLKB | APS 10kVA scalable to 20kVA N+1, 5M | 25652 | 15% | 21967.7315
AS4B0NCYGNNXLKB | APS 10kVA scalable to 20kVA N+1, 21M | 30317 | 15% | 25962.7209
AS4C0NCJGNNXLKB | APS 15kVA scalable to 20kVA N+1, 15M | 34896 | 15% | 29884.062
AS4C0NCWGNNXLKB | APS 15kVA scalable to 20kVA N+1, 5M | 30311 | 15% | 25957.5826
AS4D0NCJGNNXLKB | APS 20kVA scalable to 20kVA N+1, 10M | 37921 | 15% | 32474.5964
AS4D0NCXGNNXLKB | APS 20kVA scalable to 20kVA N+1, 5M | 34806 | 15% | 29806.9883
AS5A0NCUGNNXLKB | APS 5kVA scalable to 15kVA N+1, 5M | 11477 | 15% | 9828.6159
AS5A0NCVGNNXLKB | APS 5kVA scalable to 15kVA N+1, 15M | 12881 | 15% | 11030.9664
AS5B0NCVGNNXLKB | APS 10kVA scalable to 15kVA N+1, 5M | 16088 | 15% | 13777.361
AS5B0NCXGNNXLKB | APS 10kVA scalable to 15kVA N+1, 16M | 18888 | 15% | 16175.211
AS5C0NCWGNNXLKB | APS 15kVA scalable to 15kVA N+1, 5M | 20698 | 15% | 17725.2497
AS6A0NCUGNNXLKB | APS 5kVA scalable to 20kVA N+1, 5M | 14556 | 15% | 12465.3945
AS6A0NCVGNNXLKB | APS 5kVA scalable to 20kVA N+1, 15M | 15960 | 15% | 13667.745
AS6B0NCVGNNXLKB | APS 10kVA scalable to 20kVA N+1, 5M | 19166 | 15% | 16413.2833
AS6B0NCWGNNXLKB | APS 10kVA scalable to 20kVA N+1, 16M | 20570 | 15% | 17615.6338
AS6B0NCYGNNXLKB | APS 10kVA scalable to 20kVA N+1, 21M | 23372 | 15% | 20015.1965
AS6C0NCJGNNXLKB | APS 15kVA scalable to 20kVA N+1, 16M 15kVA/13.5kW LLNG 208/120V, 16 MIN | 26426 | 15% | 22630.5658
AS6C0NCWGNNXLKB | APS 15kVA scalable to 20kVA N+1, 5M | 23777 | 15% | 20362.0284
AS6D0NCJGNNXLKB | APS 20kVA scalable to 20kVA N+1, 10M | 31188 | 15% | 26708.6235
AS6D0NCXGNNXLKB | APS 20kVA scalable to 20kVA N+1, 5M | 28387 | 15% | 24309.9171
ASMBCR2GUNNXFGI | APS Maintenance Bypass Cabinet (50A) 8kVA;2 POD Ports | 4671 | 15% | 4000.1276
ASMBCRGGUNNXFGI | APS Maintenance Bypass Cabinet (63A) 10kVA;2 POD Ports | 3552 | 15% | 3041.844
ASMBCRWGUNNXFGI | APS Maintenance Bypass Cabinet (50A) 8kVA;2 POD Ports | 3395 | 15% | 2907.3931
AV104-400 | 4-port rackmount or desktop single-user KVM switch. | 516 | 15% | 441.8895
AV104BND4-400 | 4-port rackmount or desktop single-user KVM switch with 4 VGA cables | 569 | 15% | 487.2774
AV108-400 | 8-port rackmount or desktop single-user KVM switch with OSD | 603 | 15% | 516.3941
AV108BND8-400 | 8-port rackmount or desktop single-user KVM switch with OSD and 8 VGA cables | 710 | 15% | 608.0263
AV116-400 | 16-port rackmount or desktop single-user KVM switch with OSD | 1032 | 15% | 883.779
AV116BND8-400 | 16-port rackmount or desktop single-user KVM switch with OSD and 8 VGA cables | 1108 | 15% | 948.8635
AV3108-400 | 8 port AutoView KVM with 1 local and 1 remote users, VM and CAC, TAA | 1282 | 15% | 1097.8728
AV3216-400 | 16 port AutoView KVM with 2 local and 1 remote users, VM and CAC, TAA | 1708 | 15% | 1462.6885
AVRIQ-SRL | Server interface module for VT100 serial devices for extended distance (requires UPD-AM) | 180 | 15% | 154.1475
BLANKPLATEKIT | BLANK PLATE FIELDKIT | 23 | 15% | 19.6966
BOLT-REDEL | Redelivery - Bolt-on | 342 | 15% | 292.8802
BOLT-SITEVISIT | SITE Visit - Bolt-on | 733 | 15% | 627.7229
BOLT-SNMAP | SN Sensor Mapping - Bolt-on | 712 | 15% | 609.739
CAB0017 | RJ45 to DB25F cross cable | 20 | 15% | 17.1275
CAB0018 | RJ45 to RJ45 s/t CAT5 cable | 9 | 15% | 7.7074
CAB0025 | RJ45 to DB25M s/t cable | 20 | 15% | 17.1275
CAB0036 | RJ45 to DB9F cross cable | 20 | 15% | 17.1275
CAB0037 | Power Cord for Europe (legacy -202 skus) & Korea (legacy -104 skus) [C13 TO CEE 7/VII, 2.5M] | 41 | 15% | 35.1114
CAB0056 | Power Cord for UK & Ireland (legacy -201 skus), Hong Kong & Malaysia (legacy -102 skus) [C13 TO BS1363, 2.5M] | 46 | 15% | 39.3933
CAB0089 | Power Cord for US (legacy -001 skus), Taiwan, Thailand & Malaysia (legacy -101 skus) [C13 TO 5-15P, 7FT 6IN, w/clip] | 36 | 15% | 30.8295
CAB0104 | Power Cord for Australia & New Zealand (legacy -107 skus) [C13 TO AS/NZS 3112:2000, 2.5M] | 47 | 15% | 40.2496
CAB0306 | Power Cord for Singapore (legacy -102 skus) [C13 TO BS1363, 2.5M] | 53 | 15% | 45.3879
CAB0307 | Power Cord for China (legacy -103 skus) | 47 | 15% | 40.2496
CAB0308 | Power Cord for Japan (legacy -105 skus) [C13 TO JIS 8303, 2.5M] | 47 | 15% | 40.2496
CAB0309 | Power Cord for India (legacy -106 skus) [C13 TO BS546, 2.5M] | 104 | 15% | 89.063
CBL0084 | DUAL DVI-D USB CABLE AUDIO 6 FOOT | 148 | 15% | 126.7435
CBL0086 | USB keyboard & mouse & DVI-D video cable & audio - 3 ft | 130 | 15% | 111.3288
CBL0087 | USB keyboard & mouse & VGA video cable & audio - 3 ft | 120 | 15% | 102.765
CBL0088 | USB keyboard & mouse & VGA video cable & audio - 6 ft | 130 | 15% | 111.3288
CBL0098 | CABLE ASSY, 2-DVI-I/1-USB/1-AUDIO, 6FT | 148 | 15% | 126.7435
CBL0102 | CABLE, 1-DISPLAYPORT/1-USB/1-AUDIO, 6FT | 66 | 15% | 56.5208
CBL0103 | CABLE, 1-DISPLAYPORT/1-USB/1-AUDIO, 10FT | 68 | 15% | 58.2335
CBL0104 | CABLE, 1-DISPLAYPORT/2-USB/1-AUDIO, 6FT | 86 | 15% | 73.6483
CBL0105 | CABLE, 1-DISPLAYPORT/2-USB/1-AUDIO, 10FT | 86 | 15% | 73.6483
CBL0106 | CABLE, 2-DISPLAYPORT/1-USB/1-AUDIO, 6FT | 117 | 15% | 100.1959
CBL0107 | CABLE, 2-DISPLAYPORT/1-USB/1-AUDIO, 10FT | 113 | 15% | 96.7704
CBL0108 | CABLE, 2-DISPLAYPORT/2-USB/1-AUDIO, 6FT | 126 | 15% | 107.9032
CBL0109 | CABLE, 2-DISPLAYPORT/2-USB/1-AUDIO, 10FT | 122 | 15% | 104.4778
CBL0110 | CABLE ASSY, 1-HDMI/1-USB/1-AUDIO, 6FT | 44 | 15% | 37.6805
CBL0111 | CABLE ASSY, 1-HDMI/1-USB/1-AUDIO, 10FT | 66 | 15% | 56.5208
CBL0112 | CABLE ASSY, 1-HDMI/2-USB/1-AUDIO, 6FT | 54 | 15% | 46.2443
CBL0113 | CABLE ASSY, 1-HDMI/2-USB/1-AUDIO, 10FT | 74 | 15% | 63.3718
CBL0114 | CABLE ASSY, 2-HDMI/1-USB/1-AUDIO, 6FT | 66 | 15% | 56.5208
CBL0115 | CABLE ASSY, 2-HDMI/1-USB/1-AUDIO, 10FT | 86 | 15% | 73.6483
CBL0116 | CABLE ASSY, 2-HDMI/2-USB/1-AUDIO, 6FT | 74 | 15% | 63.3718
CBL0117 | CABLE ASSY, 2-HDMI/2-USB/1-AUDIO, 10FT | 96 | 15% | 82.212
CBL0118 | CABLE ASSY, 1-DVI-I/1-USB/2-AUDIO, 6FT | 74 | 15% | 63.3718
CBL0119 | CABLE ASSY, 1-DVI-I/1-USB/2-AUDIO, 10FT | 86 | 15% | 73.6483
CBL0120 | CABLE ASSY, 2-DVI-I/1-USB/2-AUDIO, 6FT | 106 | 15% | 90.7758
CBL0121 | CABLE ASSY, 2-DVI-I/1-USB/2-AUDIO, 10FT | 126 | 15% | 107.9032
CBL0122 | CABLE, 1-DISPLAYPORT/1-USB/2-AUDIO, 6FT | 74 | 15% | 63.3718
CBL0124 | CABLE, 2-DISPLAYPORT/1-USB/2-AUDIO, 6FT | 117 | 15% | 100.1959
CBL0126 | CABLE ASSY, 1-HDMI/1-USB/2-AUDIO, 6FT | 54 | 15% | 46.2443
CBL0127 | CABLE ASSY, 1-HDMI/1-USB/2-AUDIO, 10FT | 74 | 15% | 63.3718
CBL0128 | CABLE ASSY, 2-HDMI/1-USB/2-AUDIO, 6FT | 74 | 15% | 63.3718
CBL0129 | CABLE ASSY, 2-HDMI/1-USB/2-AUDIO, 10FT | 106 | 15% | 90.7758
CBL0130 | CABLE ASSY, 1-USB/1-AUDIO, 6FT | 36 | 15% | 30.8295
CBL0131 | CABLE ASSY, 1-USB/1-AUDIO, 10FT | 44 | 15% | 37.6805
CBL0132 | CABLE ASSY, 2-USB/1-AUDIO, 6FT | 36 | 15% | 30.8295
CBL0133 | CABLE ASSY, 2-USB/1-AUDIO, 10FT | 44 | 15% | 37.6805
CBL0134 | CABLE ASSY, 1-USB/2-AUDIO, 6FT | 36 | 15% | 30.8295
CBL0135 | CABLE ASSY, 1-USB/2-AUDIO, 10 FT | 44 | 15% | 37.6805
CBL0143 | 2M 3PIN LOCKABLE 12V POWER | 78 | 15% | 66.7973
CBL0146 | DVI-D Cable, USB, AUDIO, DPP - 6FT | 66 | 15% | 56.5208
CBL0147 | DVI-D Cable, USB, AUDIO, DPP - 10FT | 86 | 15% | 73.6483
CBL0148 | DH DVI-D Cable, USB, AUDIO, DPP - 6FT | 96 | 15% | 82.212
CBL0149 | DH DVI-D Cable, USB, AUDIO, DPP - 10FT | 117 | 15% | 100.1959
CBL0150 | DVI-D Cable, USB, AUDIO - 6FT | 66 | 15% | 56.5208
CBL0151 | DVI-D Cable, USB, AUDIO - 10FT | 75 | 15% | 64.2281
CBL0152 | DH DVI-D Cable, USB, AUDIO - 6FT | 86 | 15% | 73.6483
CBL0153 | DH DVI-D Cable, USB, AUDIO - 10FT | 106 | 15% | 90.7758
CBL0162 | CABLE, 1-DVI-D/1-HDMI/1-USB/1-AUD, 6FT | 54 | 15% | 46.2443
CBL0164 | CABLE, 1-DVI-D/1-HDMI/2-USB/1-AUD, 6FT | 66 | 15% | 56.5208
CBL0166 | CABLE, 2-DVI-D/2-HDMI/1-USB/1-AUD, 6FT | 74 | 15% | 63.3718
CBL0168 | CABLE, 2-DVI-D/2-HDMI/2-USB/1-AUD, 6FT | 86 | 15% | 73.6483
CBL0170 | 6-foot 26-pin to VGA target cable | 35 | 15% | 29.9731
CBL0170-4 | 6-foot 26-pin to VGA 4-cable bundle | 112 | 15% | 95.914
CBL0171 | 12-foot 26-pin to VGA target cable | 42 | 15% | 35.9677
CBL0171-4 | 12-foot 26-pin to VGA 4-cable bundle | 142 | 15% | 121.6053
CBL0172 | 6-foot 26-pin to DP target cable | 105 | 15% | 89.9194
CBL0172-4 | 6-foot 26-pin to DP 4-cable bundle | 393 | 15% | 336.5554
CBL0173 | 12-foot 26-pin to DP target cable | 112 | 15% | 95.914
CBL0173-4 | 12-foot 26-pin to DP 4-cable bundle | 424 | 15% | 363.103
CBL0174 | 1-ft 26-pin to VGA Cascade cable | 65 | 15% | 55.6644
CBL0176 | USB-B 2.0 Female to Male USB-B Cable for use with HMX, AMX, Matrix | 51 | 15% | 43.6751
CBL0178 | CABLE, 1 DVI-D/1 DISPLAYPORT/1 USB/1 AUDIO, 6FT | 96 | 15% | 82.212
CBL0179 | CABLE, 1 DVI-D/1 DISPLAYPORT/2 USB/1 AUDIO, 6FT | 106 | 15% | 90.7758
CBL0181 | SFIQ with 12-in USB A to Micro USB B | 10 | 15% | 8.5638
CBL0182 | SFIQ with 18-in USB A to Micro USB B | 10 | 15% | 8.5638
CBL0183 | SFIQ with 30-in USB A to Micro USB B | 10 | 15% | 8.5638
CBL0188T | 6ft DP/DP Video only Cable | 71 | 15% | 60.8026
CBL0189T | 6ft HDMI/HDMI video Only cable | 57 | 15% | 48.8134
CBL0190T | 6FT DVID/DVID VIDEO ONLY CABLE | 62 | 15% | 53.0953
CBL0191T | 6FT DVID/HDMI VIDEO ONLY CABLE | 57 | 15% | 48.8134
CBL0194T | 10FT MINIDP TO DP SH WITH DPP | 165 | 15% | 141.3019
CBL0195T | 10FT MINIDP TO DP DH WITH DPP | 231 | 15% | 197.8226
CBL0196 | 10ft 1-DVI-D/1-HDMI/1-USB/2-AUDIO (SH) | 107 | 15% | 91.6321
CBL0197 | 10ft 2-DVI-D/2-HDMI/1-USB/2-AUDIO (DH) | 150 | 15% | 128.4563
CBL0198 | 10ft 1-DISPLAYPORT TO 1-MINI DISPLAYPORT/1-USB/2-AUDIO | 114 | 15% | 97.6268
CBL0199 | 10 ft 2-DISPLAYPORT TO 2-MINI DISPLAYPORT/1-USB/2-AUDIO | 165 | 15% | 141.3019
CON0091 | DB9M to DB9M gender changer | 9 | 15% | 7.7074
CON0092 | DB25F to DB25F gender changer | 9 | 15% | 7.7074
DAPRPDU-GE1 | Distribution Assr Pkg Vertiv VP R-PDU SNGL | 1267 | 15% | 1085.0271
DAPRPDU-GERMV1 | Distribution Assr Vertiv VP R-PDU SNGL RMV | 1634 | 15% | 1399.3167
DAPRPDU-GERMVX | Distribution Assr Vertiv VP R-PDU MULT RMV | 1409 | 15% | 1206.6324
DAPRPDU-GEX | Distribution Assr Pkg Vertiv VP R-PDU MULT | 1044 | 15% | 894.0555
DEP-RPDU-MNTRD | Distribution Emergency Package for Monitored rPDU | 119 | 15% | 101.9086
DEP-RPDU-NMNTRD | Distribution Emergency Package for non-Monitored rPDU | 60 | 15% | 51.3825
DMK-08 | Desk Mount Kit for Matrix Receiver | 126 | 15% | 107.9032
DMK-09 | Desk Mount Kit for SC800/SC900 KVM | 75 | 15% | 64.2281
DSAVIQ-PS2M | Virtual Media server interface module for USB 2.0 w/ 20in cable, required for AutoView & MergePoint Unity switches. | 222 | 15% | 190.1153
DSV4.5-1000DEV | DSVIEW 4.5 1000 DEVICE ADD-ON LICS | 1 | 15% | 0.85637
DSV4.5-100DEV | DSVIEW 4.5 100 DEVICE ADD-ON SVCS | 1 | 15% | 0.85637
DSV4.5-500DEV | DSVIEW 4.5 500 DEVICE ADD-ON LICS | 1 | 15% | 0.85637
DSV4.5-BASE | DSVIEW 4.5 MASTER LICS KEY LICS | 1 | 15% | 0.85637
DSV4.5-DEMO60 | DSView software 60 Day Demo | 1 | 15% | 0.85637
DSV4.5-SPOKE | DSVIEW SW SPOKE SERVER DP | 1 | 15% | 0.85637
E10013 | Standard Key Lock Handle – Keyed 1333 (Qty 1) | 52 | 15% | 44.5315
E11013 | Combination Lock Handle (Qty 1) | 231 | 15% | 197.8226
E11015 | Front to Rear Lacing Bar 1100D Rack (1Kit) | 118 | 15% | 101.0523
E12013 | Key Set, For Standard Key Lock Handle and Side Panels, Key 1333 (Qty 4) | 32 | 15% | 27.404
E12015 | Front to Rear Lacing Bar 1200D Rack (1 Kit) | 140 | 15% | 119.8925
E1832014 | 18”-32” Height Adjustable Chimney, 23 7/8”W x 14 5/16” deep | 1385 | 15% | 1186.0794
E19017 | 19” Rackmount Copper Bus Bar | 284 | 15% | 243.2105
E24012 | 24U PDU/Cable Mgt Brackets; Qty 2 Per Kit-RAL 7021 | 161 | 15% | 137.8764
E24017 | Copper Bus Bar for 24U DCE Rack (1Kit) | 403 | 15% | 345.1191
E241107S | 24U X 1100D Standard Single Side Panel(Qty 1 Encloses one side of Rack) RAL 7021 Black | 322 | 15% | 275.7527
E246011 | 24U X 600W 19” Mounting Rails; Qty 2 Per Kit-RAL 7021 | 258 | 15% | 220.9447
E24602P | 24U X 600W Single Perforated Door – RAL 7021 | 971 | 15% | 831.5401
E24603P | 24U X 600W Split Perforated Doors– RAL 7021 | 1030 | 15% | 882.0663
E24611 | DCE Rack 24U 1200mm (47.2”)H x 600mm (23.62”)W x 1100mm (43.3”)D with (1) 77% Perforated Locking Front Door, (2) 77% Perforated Split Locking Rear Doors, Single Locking Side Panels, Top Panel, Casters and Leveling Feet, (2) Full Height PDU/Cable Mgt Brackets, (1) Baying Kit, (50) M6 Cage Nuts and Screws, Color RAL 7021 Black | 5887 | 15% | 5041.4796
E3246014 | 32”-46” Height Adjustable Chimney, 23 7/8”W x 14 5/16” deep | 1717 | 15% | 1470.3959
E4013 | Baying Gasket Kit | 142 | 15% | 121.6053
E42012 | 42U PDU/Cable Mgt Brackets; Qty 2 Per Kit-RAL 7021 | 177 | 15% | 151.5784
E42017 | Copper Bus Bar for 42U DCE Rack (1 Kit) | 623 | 15% | 533.5216
E421107S | 42U X 1100D Standard Split Side Panels (Qty 2 Encloses one side of Rack) RAL 7021 Black | 671 | 15% | 574.6276
E421108C | 42U X 1100D Cable Entry Split Side Panels w/Brush kits installed (Qty 2 Encloses one side of Rack) – RAL 7021 Up to 6 week lead time | 907 | 15% | 776.7321
E421207S | 42U X 1200D Standard Split Side Panels (Qty 2 Encloses one side of Rack) RAL 7021 Black | 676 | 15% | 578.9095
E421208C | 42U X 1200D Cable Entry Split Side Panels w/Brush kits installed (Qty 2 Encloses one side of Rack) – RAL 7021 Up to 6 week lead time | 918 | 15% | 786.1522
E426011 | 42U X 600W 19” Mounting Rails; Qty 2 Per Kit-RAL 7021 | 317 | 15% | 271.4709
E42602P | 42U X 600W Single Perforated Door – RAL 7021 | 1106 | 15% | 947.1508
E42603P | 42U X 600W Split Perforated Doors– RAL 7021 | 1208 | 15% | 1034.501
E42605S | 42U X 600W Split Solid Doors– RAL 7021 Up to 6 week lead time | 1165 | 15% | 997.6769
E42611 | DCE Rack 42U 2000mm (78.74”)H x 600mm (23.62”)W x 1100mm (43.3”)D with (1) 77% Perforated Locking Front | 7095 | 15% | 6075.9806
E426112DR | 42U X 600W X 1100D 2DR DCR COLO RACK | 11699 | 15% | 10018.7311
E42612 | DCE Rack 42U 2000mm (78.74”)H x 600mm (23.62”)W x 1200mm (47.24”)D with (1) 77% Perforated Locking Front Door, (2) 77% Perforated Split Locking Rear Doors, Split Locking Side Panels, Top Panel, Casters and Leveling Feet, (2) Full Height PDU/Cable Mgt Brackets, (1) Baying Kit, (50) M6 Cage Nuts and Screws, Color RAL 7021 Black | 7234 | 15% | 6195.0167
E427011 | 42U X 700W 19” Mounting Rails; Qty 2 Per Kit-RAL 7021 | 322 | 15% | 275.7527
E427014 | 42U X 700W Vertical Airflow Baffle with Brush Kit (1 Set) | 907 | 15% | 776.7321
E42702P | 42U X 700W Single Perforated Door – RAL 7021 | 1116 | 15% | 955.7145
E42703P | 42U X 700W Split Perforated Doors– RAL 7021 | 1224 | 15% | 1048.203
E42705S | 42U X 700W Split Solid Doors– RAL 7021 Up to 6 week lead time | 1181 | 15% | 1011.3789
E42711 | DCE Rack 42U 2000mm (78.74”)H x 700mm (27.55”)W x 1100mm (43.3”)D with (1) 77% Perforated Locking Front Door, (2) 77% Perforated Split Locking Rear Doors, Split Locking Side Panels, Top Panel, Casters and Leveling Feet, (2) Full Height PDU/Cable Mgt Brackets, (1) Baying Kit, (50) M6 Cage Nuts and Screws, Color RAL 7021 Black | 7256 | 15% | 6213.857
E42712 | DCE Rack 42U 2000mm (78.74”)H x 700mm (27.55”)W x 1200mm (47.24”)D with (1) 77% Perforated Locking Front | 7331 | 15% | 6278.0851
E428011 | 42U X 800W 19” Mounting Rails; Qty 2 Per Kit-RAL 7021 | 327 | 15% | 280.0346
E428014 | 42U X 800W Vertical Airflow Baffle with Brush Kit (1 Set) | 918 | 15% | 786.1522
E42802P | 42U X 800W Single Perforated Door – RAL 7021 | 1127 | 15% | 965.1346
E42803P | 42U X 800W Split Perforated Doors– RAL 7021 | 1234 | 15% | 1056.7668
E42805S | 42U X 800W Split Solid Doors– RAL 7021 Up to 6 week lead time | 1191 | 15% | 1019.9426
E42811 | DCE Rack 42U 2000mm (78.74”)H x 800mm (31.49”)W x 1100mm (43.3”)D with (1) 77% Perforated Locking Front Door, (2) 77% Perforated Split Locking Rear Doors, Split Locking Side Panels, Top Panel, Casters and Leveling Feet, (2) Full Height PDU/Cable Mgt Brackets, (1) Baying Kit, (50) M6 Cage Nuts and Screws, Color RAL 7021 Black | 7422 | 15% | 6356.0153
E42812 | DCE Rack 42U 2000mm (78.74”)H x 800mm (31.49”)W x 1200mm (47.24”)D with (1) 77% Perforated Locking Front Door, (2) 77% Perforated Split Locking Rear Doors, Split Locking Side Panels, Top Panel, Casters and Leveling Feet, (2) Full Height PDU/Cable Mgt Brackets, (1) Baying Kit, (50) M6 Cage Nuts and Screws, Color RAL 7021Black | 7535 | 15% | 6452.7856
E45012 | 45U PDU/Cable Mgt Brackets; Qty 2 Per Kit-RAL 7021 | 188 | 15% | 160.9985
E45017 | Copper Bus Bar for 45U/48U DCE Rack (1 Kit) | 623 | 15% | 533.5216
E451107S | 45U X 1100D Standard Split Side Panels (Qty 2 Encloses one side of Rack) RAL 7021 Black | 671 | 15% | 574.6276
E451108C | 45U X 1100D Cable Entry Split Side Panels w/Brush kits installed (Qty 2 | 918 | 15% | 786.1522
E451207S | 45U X 1200D Standard Split Side Panels (Qty 2 Encloses one side of Rack) | 676 | 15% | 578.9095
E451208C | 45U X 1200D Cable Entry Split Side Panels w/Brush kits installed (Qty 2 | 928 | 15% | 794.716
E456011 | 45U X 600W 19” Mounting Rails; Qty 2 Per Kit-RAL 7021 | 322 | 15% | 275.7527
E45602P | 45U X 600W Single Perforated Door – RAL 7021 | 1122 | 15% | 960.8528
E45603P | 45U X 600W Split Perforated Doors– RAL 7021 | 1218 | 15% | 1043.0648
E45605S | 45U X 600W Split Solid Doors– RAL 7021 Up to 6 week lead time | 1175 | 15% | 1006.2406
E45611 | DCE Rack 45U 2136mm (84.0”)H x 600mm (23.62”)W x 1100mm (43.3”)D with (1) 77% Perforated Locking Front | 7283 | 15% | 6236.9791
E45612 | DCE Rack 45U 2136mm (84.0”)H x 600mm (23.62”)W x 1200mm (47.24”)D with (1) 77% Perforated Locking Front Door, (2) 77% Perforated Split Locking Rear Doors, Split Locking Side Panels, Top Panel, Casters and Leveling Feet, (2) Full Height PDU/Cable Mgt Brackets, (1) Baying Kit, (50) M6 Cage Nuts and Screws, Color RAL 7021 Black | 7427 | 15% | 6360.2971
E457011 | 45U X 700W 19” Mounting Rails; Qty 2 Per Kit-RAL 7021 | 327 | 15% | 280.0346
E457014 | 45U X 700W Vertical Airflow Baffle with Brush Kit (1 Set) | 918 | 15% | 786.1522
E45702P | 45U X 700W Single Perforated Door– RAL 7021 | 1138 | 15% | 974.5548
E45703P | 45U X 700W Split Perforated Doors– RAL 7021 | 1229 | 15% | 1052.4849
E45705S | 45U X 700W Split Solid Doors– RAL 7021 Up to 6 week lead time | 1186 | 15% | 1015.6608
E45711 | DCE Rack 45U 2136mm (84.0”)H x 700mm (27.55”)W x 1100mm (43.3”)D with (1) 77% Perforated Locking Front Door, (2) 77% Perforated Split Locking Rear Doors, Split Locking Side Panels, Top Panel, Casters and Leveling Feet, (2) Full Height PDU/Cable Mgt Brackets, (1) Baying Kit, (50) M6 Cage Nuts and Screws, Color RAL 7021 Black | 7524 | 15% | 6443.3655
E45712 | DCE Rack 45U 2136mm (84.0”)H x 700mm (27.55”)W x 1200mm (47.24”)D with (1) 77% Perforated Locking Front Door, (2) 77% Perforated Split Locking Rear Doors, Split Locking Side Panels, Top Panel, Casters and Leveling Feet, (2) Full Height PDU/Cable Mgt Brackets, (1) Baying Kit, (50) M6 Cage Nuts and Screws, Color RAL 7021 Black | 7642 | 15% | 6544.4178
E458011 | 45U X 800W 19” Mounting Rails; Qty 2 Per Kit-RAL 7021 | 333 | 15% | 285.1729
E458014 | 45U X 800W Vertical Airflow Baffle with Brush Kit (1 Set) | 928 | 15% | 794.716
E45802P | 45U X 800W Single Perforated Door– RAL 7021 | 1170 | 15% | 1001.9588
E45803P | 45U X 800W Split Perforated Doors– RAL 7021 | 1250 | 15% | 1070.4688
E45805S | 45U X 800W Split Solid Doors– RAL 7021 Up to 6 week lead time | 1202 | 15% | 1029.3628
E45811 | DCE Rack 45U 2136mm (84.0”)H x 800mm (31.49”)W x 1100mm (43.3”)D with (1) 77% Perforated Locking Front Door, (2) 77% Perforated Split Locking Rear Doors, Split Locking Side Panels, Top Panel, Casters and Leveling Feet, (2) Full Height PDU Cable/Mgt Brackets, (1) Baying Kit, (50) M6 Cage Nuts and Screws, Color RAL 7021 Black | 7814 | 15% | 6691.7142
E45812 | DCE Rack 45U 2136mm (84.0”)H x 800mm (31.49”)W x 1200mm (47.24”)D with (1) 77% Perforated Locking Front Door, (2) 77% Perforated Split Locking Rear Doors, Split Locking Side Panels, Top Panel, Casters and Leveling Feet, (2) Full Height PDU Cable/Mgt Brackets, (1) Baying Kit, (50) M6 Cage Nuts and Screws, Color RAL 7021 Black | 8002 | 15% | 6852.7128
E48012 | 48U PDU/Cable Mgt Brackets; Qty 2 Per Kit-RAL 7021 | 193 | 15% | 165.2804
E481107S | 48U X 1100D Standard Split Side Panels (Qty 2 Encloses one side of Rack) RAL 7021 Black | 682 | 15% | 584.0477
E481108C | 48U X 1100D Cable Entry Split Side Panels w/Brush kits installed (Qty 2 Encloses one side of Rack) – RAL 7021 Up to 6 week lead time | 939 | 15% | 804.1361
E481207S | 48U X 1200D Standard Split Side Panels (Qty 2 Encloses one side of Rack) RAL 7021 Black | 488 | 15% | 417.911
E481208C | 48U X 1200D Cable Entry Split Side Panels w/Brush kits installed (Qty 2 Encloses one side of Rack) – RAL 7021 Up to 6 week lead time | 955 | 15% | 817.8381
E486011 | 48U X 600W 19” Mounting Rails; Qty 2 Per Kit-RAL 7021 | 327 | 15% | 280.0346
E48602P | 48U X 600W Single Perforated Door– RAL 7021 | 1138 | 15% | 974.5548
E48603P | 48U X 600W Split Perforated Doors– RAL 7021 | 1240 | 15% | 1061.905
E48605S | 48U X 600W Split Solid Doors– RAL 7021 Up to 6 week lead time | 1197 | 15% | 1025.0809
E48611 | DCE Rack 48U 2269mm (89.35”)H x 600mm (23.62”)W x 1100mm (43.3”)D with (1) 77% Perforated Locking Front Door, (2) 77% Perforated Split Locking Rear Doors, Split Locking Side Panels, Top Panel, Casters and Leveling Feet, (2) Full Height PDU/Cable Mgt Brackets, (1) Baying Kit, (50) M6 Cage Nuts and Screws, Color RAL 7021 Black | 7535 | 15% | 6452.7856
E48612 | DCE Rack 48U 2269mm (89.35”)H x 600mm (23.62”)W x 1200mm (47.24”)D with (1) 77% Perforated Locking Front Door, (2) 77% Perforated Split Locking Rear Doors, Split Locking Side Panels, Top Panel, Casters and Leveling Feet, (2) Full Height PDU/Cable Mgt Brackets, (1) Baying Kit, (50) M6 Cage Nuts and Screws, Color RAL 7021 Black | 7674 | 15% | 6571.8218
E487011 | 48U X 700W 19” Mounting Rails; Qty 2 Per Kit-RAL 7021 | 333 | 15% | 285.1729
E487014 | 48U X 700W Vertical Airflow Baffle with Brush Kit (1 Set) | 928 | 15% | 794.716
E48702P | 48U X 700W Single Perforated Door– RAL 7021 | 1154 | 15% | 988.2568
E48703P | 48U X 700W Split Perforated Doors– RAL 7021 | 1256 | 15% | 1075.607
E48705S | 48U X 700W Split Solid Doors– RAL 7021 Up to 6 week lead time | 1208 | 15% | 1034.501
E48711 | DCE Rack 48U 2269mm (89.35”)H x 700mm (27.55”)W x 1100mm (43.3”)D with (1) Perforated Locking Front Door, (2) 77% Perforated Split Locking Rear Doors, Split Locking Side Panels, Top Panel, Casters and Leveling Feet, (2) Full Height PDU/Cable Mgt Brackets, (1) Baying Kit, (50) M6 Cage Nuts and Screws, Color RAL 7021 Black | 7701 | 15% | 6594.9439
E48712 | DCE Rack 48U 2269mm (89.35”)H x 700mm (27.55”)W x 1200mm (47.24”)D with (1) 77% Perforated Locking Front Door, (2) 77% Perforated Split Locking Rear Doors, Split Locking Side Panels, Top Panel, Casters and Leveling Feet, (2) Full Height PDU/Cable Mgt Brackets, (1) Baying Kit, (50) M6 Cage Nuts and Screws, Color RAL 7021Black | 7862 | 15% | 6732.8203
E488011 | 48U X 800W 19” Mounting Rails; Qty 2 Per Kit-RAL 7021 | 338 | 15% | 289.4548
E488014 | 48U X 800W Vertical Airflow Baffle with Brush Kit (1 Set) | 939 | 15% | 804.1361
E48802P | 48U X 800W Single Perforated Door– RAL 7021 | 1175 | 15% | 1006.2406
E48803P | 48U X 800W Split Perforated Doors– RAL 7021 | 1272 | 15% | 1089.309
E48805S | 48U X 800W Split Solid Doors– RAL 7021 Up to 6 week lead time | 1224 | 15% | 1048.203
E48811 | DCE Rack 48U 2269mm (89.35”)H x 800mm (31.49”)W x 1100mm (43.3”)D with (1) 77% Perforated Locking Front Door, (2) 77% Perforated Split Locking Rear Doors, Split Locking Side Panels, Top Panel, Casters and Leveling Feet, (2) Full Height PDU/Cable Mgt Brackets, (1) Baying Kit, (50) M6 Cage Nuts and Screws, Color RAL 7021 Black | 8023 | 15% | 6870.6966
E48812 | DCE Rack 48U 2269mm (89.35”)H x 800mm (31.49”)W x 1200mm (47.24”)D with (1) 77% Perforated Locking Front Door, (2) 77% Perforated Split Locking Rear Doors, Split Locking Side Panels, Top Panel, Casters and Leveling Feet, (2) Full Height PDU/Cable Mgt Brackets, (1) Baying Kit, (50) M6 Cage Nuts and Screws, Color RAL 7021 Black | 8227 | 15% | 7045.3971
E5013 | Leveling Feet (1 Kit) | 113 | 15% | 96.7704
E6013 | 19” Mounting Hardware Kit (50) M6 Cage Nuts, Screws, Washers | 81 | 15% | 69.3664
E6016 | 600W Top Panel Mount; Cable Manager (1 Kit) | 225 | 15% | 192.6844
E611009 | 600W X 1100D Top Panel-RAL7021 | 376 | 15% | 321.997
E611010 | 600W X 1100D Chimney Top Panel-RAL7021 Up to 6 week lead time | 606 | 15% | 518.9633
E612009 | 600W X 1200D Top Panel-RAL7021 | 381 | 15% | 326.2789
E612010 | 600W X 1200D Chimney Top Panel- RAL7021 Up to 6 week lead time | 617 | 15% | 528.3834
E67013 | Caster kit 600mm Wide | 558 | 15% | 477.8573
E7015 | Vertical Cable Management Rail Kit (Qty 1-7U Cable Finger Section) for use in 700/800W Racks only | 48 | 15% | 41.106
E7016 | 700W Top Panel Mount; Cable Manager (1 Kit) | 236 | 15% | 202.1045
E7018014 | Cisco Kit for 7018 Switch; Cable Fingers, Top Air Dam, 19” Rail Cover Plates Air Diverter | 4648 | 15% | 3980.431
E711009 | 700W X 1100D Top Panel-RAL7021 | 381 | 15% | 326.2789
E711010 | 700W X 1100D Chimney Top Panel- RAL7021 Up to 6 week lead time | 617 | 15% | 528.3834
E712009 | 700W X 1200D Top Panel-RAL7021 | 386 | 15% | 330.5607
E712010 | 700W X 1200D Chimney Top Panel- RAL7021 Up to 6 week lead time | 628 | 15% | 537.8035
E77013 | Caster kit 700mm Wide | 558 | 15% | 477.8573
E8016 | 800W Top Panel Mount; Cable Manager (1 Kit) | 247 | 15% | 211.5246
E811009 | 800W X 1100D Top Panel-RAL7021 | 386 | 15% | 330.5607
E811010 | 800W X 1100D Chimney Top Panel- RAL7021 Up to 6 week lead time | 628 | 15% | 537.8035
E811015 | Front to Rear Cable Trough 800W x 1100D (1 Kit) | 290 | 15% | 248.3488
E812009 | 800W X 1200D Top Panel-RAL7021 | 392 | 15% | 335.699
E812010 | 800W X 1200D Chimney Top Panel- RAL7021 Up to 6 week lead time | 639 | 15% | 547.2236
E812015 | Front to Rear Cable Trough 800W x 1200D (1 Kit) | 317 | 15% | 271.4709
E84015 | Vertical Cable Management Rail Kit (Qty 12-7UCable Finger Sections) for 700/800W Racks (Qty 12) | 580 | 15% | 496.6975
E846015 | Vertical Cable Management Rail Kit (Qty12-7U Cable Finger Sections) for 600W Racks only | 784 | 15% | 671.398
E87013 | Caster kit 800mm Wide | 558 | 15% | 477.8573
E9013 | Baying Hardware Kit | 64 | 15% | 54.808
EB611010 | 600W X 1100D Bottom Panel- RAL7021 Up to 6 week lead time | 213 | 15% | 182.4079
EB612010 | 600W X 1200D Bottom Panel- RAL7021 Up to 6 week lead time | 216 | 15% | 184.977
EB711010 | 700W X 1100D Bottom Panel- RAL7021 Up to 6 week lead time | 216 | 15% | 184.977
EB712010 | 700W X 1200D Bottom Panel- RAL7021 Up to 6 week lead time | 219 | 15% | 187.5461
EB811010 | 800W X 1100D Bottom Panel- RAL7021 Up to 6 week lead time | 219 | 15% | 187.5461
EB812010 | 800W X 1200D Bottom Panel- RAL7021 Up to 6 week lead time | 224 | 15% | 191.828
EBKR014 | Brush Kit for Top Panel (1Kit) | 178 | 15% | 152.4347
ECRP015 | 1U 19” Rack Mount Cable Routing Panel, with D Rings | 76 | 15% | 65.0845
ECT015 | 19” Rack Mount Cable Trough | 115 | 15% | 98.4831
EDGE-1500IRT2UXL | EDGE 1500VA/1350W 230V UPS | 1456 | 15% | 1246.882
EDGE-2200IRT2UXL | EDGE 2200VA/1980W 230V UPS | 1944 | 15% | 1664.793
EDGE-3000IRT2UXL | EDGE 3000VA/2700W 230V UPS | 2446 | 15% | 2094.6933
ELRB016 | Mounting Brackets for Ladder Rack; Height Adjustable (1 Kit) | 199 | 15% | 170.4186
ENVA-BSC-STUP | Environet Alert Basic Factory Startup | 2090 | 15% | 1789.8238
ENVA-DEV-10 | Environet Alert 10 Device License | 2785 | 15% | 2385.0044
ENVA-DEV-100 | Environet Alert 100 Device License | 8815 | 15% | 7548.9456
ENVA-DEV-1000 | Environet Alert 1000 Device License | 22940 | 15% | 19645.2425
ENVA-DEV-200 | Environet Alert 200 Device License | 11020 | 15% | 9437.2525
ENVA-DEV-25 | Environet Alert 25 Device License | 3630 | 15% | 3108.6413
ENVA-DEV-50 | Environet Alert 50 Device License | 5995 | 15% | 5133.9681
ENVA-DEV-500 | Environet Alert 500 Device License | 17205 | 15% | 14733.9319
ENVA-SA-10 | Environet Alert Basic Software Assurance for 10 Devices | 500 | 15% | 428.1875
ENVA-SA-100 | Environet Alert Basic Software Assurance for 100 Devices | 1585 | 15% | 1357.3544
ENVA-SA-1000 | Environet Alert Basic Software Assurance for 1000 Devices | 4130 | 15% | 3536.8288
ENVA-SA-200 | Environet Alert Basic Software Assurance for 200 Devices | 1985 | 15% | 1699.9044
ENVA-SA-25 | Environet Alert Basic Software Assurance for 25 Devices | 655 | 15% | 560.9256
ENVA-SA-50 | Environet Alert Basic Software Assurance for 50 Devices | 1310 | 15% | 1121.8513
ENVA-SA-500 | Environet Alert Basic Software Assurance for 500 Devices | 3100 | 15% | 2654.7625
ENVA-SERVER | Environet Alert Server License | 2090 | 15% | 1789.8238
ENVA-SERVER-SA | Environet Alert Basic Software Assurance for Server License | 750 | 15% | 642.2812
ENVA-SERVICE | Environet Alert Miscellaneous Services | 1 | 15% | 0.85637
ENVA-STUP-10 | Environet Alert Factory Startup for 10 Devices | 2530 | 15% | 2166.6288
ENVA-STUP-100 | Environet Alert Factory Startup for 100 Devices | 6490 | 15% | 5557.8738
ENVA-STUP-1000 | Environet Alert Factory Startup for 1000 Devices | 46090 | 15% | 39470.3238
ENVA-STUP-200 | Environet Alert Factory Startup for 200 Devices | 10890 | 15% | 9325.9237
ENVA-STUP-25 | Environet Alert Factory Startup for 25 Devices | 3190 | 15% | 2731.8363
ENVA-STUP-50 | Environet Alert Factory Startup for 50 Devices | 4290 | 15% | 3673.8488
ENVA-STUP-500 | Environet Alert Factory Startup for 500 Devices | 24090 | 15% | 20630.0737
ETPF110014 | Top Panel Fan 110V, 300CFM, Cord Length 6ft, Plug Type 5-15P | 306 | 15% | 262.0507
ETPF230014 | Top Panel Fan 230V, 300CFM, Cord Length 6ft, Plug Type IEC 320-C14 | 306 | 15% | 262.0507
EZB1 | Offset/Side Mount rPDU Brackets (PAIR) | 11 | 15% | 9.4201
FEEAF-EXPD-XX-VAL | Expedite fee (for each project-day expedite) | 1 | 15% | 0.85637
FEEAF-RSCH-XX-VAL | Reschedule fee (for each project-day reschedule) | 1 | 15% | 0.85637
FEEAF-TRVL-XX-VAL | Travel expenses | 1 | 15% | 0.85637
FM | Flush Mount rPDU Brackets (PAIR) | 10 | 15% | 8.5638
FS-100 | 0-5VDC conductivity based flood sensor used to detect the presence of water. Includes a 100ft / 30.4m cable. | 160.6 | 15% | 137.5338
FS-15 | 0-5VDC conductivity based flood sensor used to detect the presence of water. Includes a 15ft / 4.5m cable. | 83.6 | 15% | 71.5929
FSC1N001 | Facility Side Cable, 30A, 208V, 4.9kW, 10ft / 3m Facility Side Cable, 10ft power cord with L6-30P with Universal Connector. | 260 | 15% | 222.6575
FSC1U001 | Facility Side Cable, 30/32A, 230V, 7.3kW, 10ft / 3m with IEC 2P+E (IP44) and Universal Connector. | 248 | 15% | 212.381
FSC3N001 | Facility Side Cable, 20A, 230/400V WYE, 11.0kW, 10ft / 3m with NEMA L22-20P and Universal Connector. | 345 | 15% | 295.4494
FSC3N002 | Facility Side Cable, 30A, 208V DELTA, 8.6kW, 10ft power cord with L15-30P and Universal Connector. | 292 | 15% | 250.0615
FSC3N003 | Facility Side Cable, 30A, 120/208V WYE, 8.6kW, 10ft power cord with L21-30P with Universal Connector. | 292 | 15% | 250.0615
FSC3N004 | Facility Side Cable, 30A, 230/400V WYE, 16.6kW, 10ft / 3m with NEMA L22-30P and Universal Connector. | 338 | 15% | 289.4548
FSC3N005 | Facility Side Cable, 50A, 208V DELTA, 14.4kW, 10ft / 3m with 3P+E CA and Universal Connector. | 454 | 15% | 388.7942
FSC3N006 | Facility Side Cable, 60A, 208V DELTA, 17.2kW, 10ft / 3m with IEC 3P+E (IP44) and Universal Connector. | 518 | 15% | 443.6023
FSC3U001 | Facility Side Cable, 16A/20A, 230/400V WYE, 11.0kW, 10ft / 3m with IEC 3P+N+E (IP44) and Universal Connector. | 454 | 15% | 388.7942
FSC3U002 | Facility Side Cable, 30/32A, 230/400V WYE, 22.0kW, 10ft / 3m with IEC 3P+N+E (IP44) and Universal Connector. | 364 | 15% | 311.7205
GT3HD | Temperature, humidity, and dew point sensor with dual inputs for included 3ft / .9m and 6ft / 1.8m temperature sensors for monitoring top, middle, and bottom of a rack/cabinet. Includes 10ft / 3.1m cable. | 289.3 | 15% | 247.7493
GT3HD-50 | Temperature, humidity, and dew point sensor with dual inputs for included 3ft / .9m and 6ft / 1.8m temperature sensors for monitoring top, middle, and bottom of a rack/cabinet. Includes 50ft / 15.2m cable. | 355 | 15% | 304.0131
GTHD | Temperature, humidity, and dew Point sensor. Includes a supplementary input for daisy-chaining additional sensors. Includes 10ft / 3.1m cable. | 137.5 | 15% | 117.7516
GTHD-50 | Temperature, humidity, and dew Point sensor. Includes a supplementary input for daisy-chaining additional sensors. Includes 50ft / 15.2m cable. | 181.5 | 15% | 155.4321
GXT2-7A48BATKIT | Replacement Battery Kit for GXT2-500RT, GXT2-700RT, GXT2-1000RT and GXT2-1500RT | 550 | 15% | 471.0063
GXT2-9A72BATKIT | Replacement Battery Kit for GXT2-3000RT and GXT2-2700RT | 805 | 15% | 689.3819
GXT3-1000MT120 | Liebert GXT3 1000 VA, 120 VAC Mini-Tower Model | 1632 | 15% | 1397.604
GXT3-1MTBATKIT | Replacement Battery Kit for use with GXT3-MT 1000 VA | 408 | 15% | 349.401
GXT3CABLE240V6 | GXT3/GXT4 EBC cable, 240V, 6 ft, for 6000RTL630 and 5-10 kVA RT230 models | 148 | 15% | 126.7435
GXT3CABLE288V6 | GXT3 BATTERY CABLE | 456 | 15% | 390.507
GXT3CABLE48V6 | Battery Interconnect Cable for GXT3/GXT4 6tf | 112 | 15% | 95.914
GXT3CABLE72V1 | GXT3/GXT4 EBC cable 72 V 1.5 ft; 3000 VA UPS | 42 | 15% | 35.9677
GXT4-1000RT120T | GXT4 TAA 1000VA 120V RT | 1702 | 15% | 1457.5503
GXT4-144VBATKIT | GXT4 144V Int Battery Kit For GXT 5-6 kVA RT208 UPS | 1223 | 15% | 1047.3466
GXT4-144VBATT | GXT4 144V RT EBC w/ RMKIT For GXT 5-6 kVA RT208 UPS | 1800 | 15% | 1541.475
GXT4-1500RT120T | GXT4 TAA 1500VA 120V RT | 2162 | 15% | 1851.4828
GXT4-2000RT120T | GXT4 TAA 2000VA 120V RT | 2841 | 15% | 2432.9614
GXT420R1WRK3WE | GXT4 2000 Bundle | 3243 | 15% | 2777.2241
GXT4-240RTBKIT | GXT4 240V Int Battery Kit For GXT 10 kVA RT230 | 912 | 15% | 781.014
GXT4-240VBATKIT | GXT4 240V Int Battery Kit For GXT 6 kVA RTL630 UPS | 1224 | 15% | 1048.203
GXT4-240VBATT | GXT4 240V RT EBC w/ RMKIT For GXT 6 kVA RTL630 UPS | 2476 | 15% | 2120.3845
GXT4-288VBATKIT | GXT4 288V Int Battery Kit For GXT 8-10kVA RT208 UPS | 1350 | 15% | 1156.1063
GXT4-288VBATT | GXT4 288V RT EBC w/ RMKIT For GXT 8-10kVA RT208 UPS | 3076 | 15% | 2634.2095
GXT4-3000RT120T | GXT4 TAA 3000VA 120V RT | 4729 | 15% | 4049.7974
GXT430R1WRK3WE | TAA 3000VA/2700W, 120VAC, w/ rack slide kit, Unity SNMP, 3 year Ext Warranty | 4935 | 15% | 4226.2106
GXT4-48VBATT | GXT4 48V RT EBC w/ RMKIT For GXT 500-2000VA RT UPS | 1396 | 15% | 1195.4995
GXT4-48VBATTTAA | GXT4 TAA 48V EBC 500-2000VA | 1396 | 15% | 1195.4995
GXT4-5A48BATKIT | GXT4 5AH 48V Int Battery For GXT 5000VA RT UPS | 511 | 15% | 437.6076
GXT45A48BATKITT | GXT4 TAA BATT KIT 500-1000RT | 533 | 15% | 456.4479
GXT4-72VBATT | GXT4 72V RT EBC w/ RMKIT For GXT 3000VA RT UPS | 1830 | 15% | 1567.1662
GXT4-72VBATTTAA | GXT4 TAA 72V EBC FOR 3000VA | 1830 | 15% | 1567.1662
GXT4-9A48BATKIT | GXT4 9AH 48V Int Battery For GXT 1.5-2 kVA RT UPS | 660 | 15% | 565.2075
GXT49A48BATKITT | GXT4 TAA BAT KIT 1500-2000RT | 688 | 15% | 589.186
GXT4-9A72BATKIT | GXT4 9AH 72V Int Battery For GXT 3000VA RT UPS | 1008 | 15% | 863.226
GXT49A72BATKITT | GXT4 TAA INT BAT KIT 3000RT | 1050 | 15% | 899.1938
GXT5-03KPOD01 | 3U MicroPOD Maintenance Bypass for GXT5-3KL630RT2UXL UPS | 700 | 15% | 599.4625
GXT5-1000LVRT2UXL | GXT5 1000VA 120V UPS | 1578 | 15% | 1351.3598
GXT5-1000LVRT2UXLN | Liebert GXT5 1000, 1000W, 120VAC, Rack/Tower, SNMP Webcard | 2028 | 15% | 1736.7285
GXT5-10KHVRT5UXLN | 10000VA/10000W, 5U, 208VAC, L-L-G | 11044 | 15% | 9457.8055
GXT5-10KIRT5UXLN | 10kVA, 10kW, 230V, Hard-wired L-N-G | 11044 | 15% | 9457.8055
GXT5-10KMVRT6UXLN | 10000VA/10000W, 6U, 120/208VAC, L-L-N-G | 12895 | 15% | 11042.9556
GXT5-144VBATKIT | Replacement Battery Kit for use with 5-6kVA ‘MV’ UPS Models | 1142 | 15% | 977.9802
GXT5-1500IRT2UXL | 1500VA, 1500W, 230V, C14 in, 8xC13 | 2043 | 15% | 1749.5741
GXT5-1500LVRT2UXL | GXT5 1500VA 120V UPS | 2043 | 15% | 1749.5741
GXT5-1500LVRT2UXLN | Liebert GXT5 1500, 1350W, 120VAC, Rack/Tower, SNMP Webcard | 2493 | 15% | 2134.9429
GXT5-15KMVRT11UXLN | Liebert GXT5 15kVA 15kW UPS | 20754 | 15% | 17773.2067
GXT5-192VBATKIT | Replacement Battery Kit for use with 5-10kVA ‘HV’ and 6KL630 UPS Models | 1484 | 15% | 1270.8605
GXT5-2000IRT2UXL | 2000VA, 2000W, 230V, C20 in, 8xC13 | 2683 | 15% | 2297.6541
GXT5-2000LVRT2UXL | GXT5 2000VA 120V UPS | 2683 | 15% | 2297.6541
GXT5-2000LVRT2UXLN | Liebert GXT5 2000, 1800W, 120VAC, Rack/Tower, SNMP Webcard | 3133 | 15% | 2683.0229
GXT5-20KMVRT11UXLN | Liebert GXT5 20kVA 20kW UPS | 24038 | 15% | 20585.5423
GXT5-288VBATKIT | Replacement Battery Kit for use with 8-10kVA ‘MV’ UPS Models | 2140 | 15% | 1832.6425
GXT5-3000IRT2UXL | 3kVA, 3kW, 230V, C20 in, 6xC13, C19 | 4467 | 15% | 3825.4271
GXT5-3000LVRT2UXL | GXT5 3000VA 120V UPS | 4467 | 15% | 3825.4271
GXT5-3000LVRT2UXLN | Liebert GXT5 3000, 2700W, 120VAC, Rack/Tower, SNMP Webcard | 4917 | 15% | 4210.7959
GXT5-36VBATKIT | GXT5 UPS 36V Int Battery Kit | 495 | 15% | 423.9056
GXT5-3KL620RT2UXL | 3000VA/2700W, 2U, 208VAC, L6-20P | 4467 | 15% | 3825.4271
GXT5-3KL630RT2UXL | 3000VA/3000W, 2U, 208VAC, L6-30P | 4467 | 15% | 3825.4271
GXT5-48VBATKIT | GXT5 UPS 48V Int Battery Kit | 638 | 15% | 546.3673
GXT5-5000HVRT5UXLN | 5000VA/5000W, 5U, 208VAC, L-L-G | 6921 | 15% | 5926.9714
GXT5-5000MVRT4UXLN | 5000VA/5000W, 4U, 120/208VAC, L-L-N-G | 8191 | 15% | 7014.5676
GXT5-500LVRT2UXL | GXT5 500VA 120V UPS | 1317 | 15% | 1127.8459
GXT5-500LVRT2UXLN | Liebert GXT5 500, 500W, 120VAC, Rack/Tower, SNMP Webcard | 1767 | 15% | 1513.2146
GXT5-6000IRT5UXLN | 6kVA, 6kW, 230V, Hard-wired L-N-G | 7170 | 15% | 6140.2088
GXT5-6000MVRT4UXLN | 6000VA/6000W, 4U, 120/208VAC, L-L-N-G | 9141 | 15% | 7828.1239
GXT5-6000RT208 | GXT5 6000 UPS compatible with pre-installed GXT3/GXT4 PODs, 6000VA/5000W Hardwired | 7887 | 15% | 6754.2296
GXT5-6000RTL630 | GXT5-6000 UPS compatible with pre-installed GXT3/GXT4 PODs, 4900VA/4600W L6-30 plug | 7887 | 15% | 6754.2296
GXT5-6KL630RT5UXLN | 4900VA/4600W, 5U, 208VAC, L6-30P | 7510 | 15% | 6431.3763
GXT5-72VBATKIT | GXT5 UPS 72V Int Battery Kit | 1019 | 15% | 872.6461
GXT5-750LVRT2UXL | GXT5 750VA 120V UPS | 1441 | 15% | 1234.0364
GXT5-750LVRT2UXLN | Liebert GXT5 750, 750W, 120VAC, Rack/Tower, SNMP Webcard | 1891 | 15% | 1619.4051
GXT5-8000HVRT5UXLN | 8000VA/8000W, 5U, 208VAC, L-L-G | 9500 | 15% | 8135.5625
GXT5-8000MVRT6UXLN | 8000VA/8000W, 6U, 120/208VAC, L-L-N-G | 10443 | 15% | 8943.1241
GXT5-EBC144VRT2U | GXT5 144V External Battery Cabinet | 1852 | 15% | 1586.0065
GXT5-EBC192VRT3U | GXT5 192V External Battery cabinet | 1939 | 15% | 1660.5111
GXT5-EBC288VRT4U | GXT5 288V External Battery cabinet | 2481 | 15% | 2124.6664
GXT5-EBC36VRT2U | GXT5 36V External Battery cabinet | 1084 | 15% | 928.3105
GXT5-EBC48VRT2U | GXT5 48V External Battery cabinet | 1146 | 15% | 981.4058
GXT5-EBC72VRT2U | GXT5 72V External Battery cabinet | 1613 | 15% | 1381.3329
GXT5LI-1000LVRT2UXL | GXT5 Lithium-Ion 1000VA UPS, 120VAC, 2U Rack/Tower | 2800 | 15% | 2397.85
GXT5LI-1000LVRT2UXLN | GXT5 Lithium-Ion 1000VA UPS, 120VAC, 2U Rack/Tower, SNMP Card | 3250 | 15% | 2783.2188
GXT5LI-1500LVRT2UXL | GXT5 Lithium-Ion 1500VA UPS, 120VAC, 2U Rack/Tower | 3696 | 15% | 3165.162
GXT5LI-1500LVRT2UXLN | GXT5 Lithium-Ion 1500VA UPS, 120VAC, 2U Rack/Tower, SNMP Card | 4146 | 15% | 3550.5308
GXT5LI-2000LVRT2UXL | GXT5 Lithium-Ion 2000VA UPS, 120VAC, 2U Rack/Tower | 4290 | 15% | 3673.8488
GXT5LI-2000LVRT2UXLN | GXT5 Lithium-Ion 2000VA UPS, 120VAC, 2U Rack/Tower, SNMP Card | 4740 | 15% | 4059.2175
GXT5LI-3000LVRT2UXL | GXT5 Lithium-Ion 3000VA UPS, 120VAC, 2U Rack/Tower | 6496 | 15% | 5563.012
GXT5LI-3000LVRT2UXLN | GXT5 Lithium-Ion 3000VA UPS, 120VAC, 2U Rack/Tower, SNMP Card | 6946 | 15% | 5948.3808
GXTCRDRFP-1K3K | CARD REFRESH GXT 1-3KVA W LIFE | 2380 | 15% | 2038.1725
GXTCRDRFP-5K6K | CARD REFRESH GXT 5-6KVA W LIFE | 2983 | 15% | 2554.5666
GXTCRDRFP-8-10K | CARD REFRESH GXT 8-10KVA W LIFE | 3933 | 15% | 3368.1229
GXTCRDRFP-BATT | CARD REFRESH GXT EXT BATT CB W LIFE | 1038 | 15% | 888.9172
GXTCRDRPC-1K3K | CARD REPLACEMNT GXT 1-3KVA W LIFE | 1000 | 15% | 856.375
GXTCRDRPC-5K6K | CARD REPLACEMNT GXT 5-6KVA W LIFE | 1763 | 15% | 1509.7891
GXTCRDRPC-8-10K | CARD REPLACEMNT GXT 8-10KVA W LIFE | 2154 | 15% | 1844.6318
GXTSITEVISIT1-10K | One time site visit by a Vertiv factory trained technician to perform miscellaneous services that may be used to cover costs associated with extended travel times, start up, or removal services for a single phase UPS or battery product. Not to exceed 3 hours. | 780 | 15% | 667.9725
HMX5100R-001 | HMX RX single DVI-D, USB, audio, SFP | 2307 | 15% | 1975.6571
HMX5100T-001 | HMX TX single DVI-D, USB, audio, SFP | 2307 | 15% | 1975.6571
HMX5150T-DP | HMXTX SNGL DP,USB,Audio, Zero U | 1382 | 15% | 1183.5103
HMX5150T-DVID | HMXTX SNGL DVID,USB,Audio, Zero U | 1382 | 15% | 1183.5103
HMX5150T-VGA | HMXTX SNGL VGA,USB,Audio, Zero U | 1382 | 15% | 1183.5103
HMX5200R-001 | HMX RX dual DVI-D, USB, audio, SFP | 2472 | 15% | 2116.959
HMX5200T-001 | HMX TX dual DVI-D, USB, audio, SFP | 2472 | 15% | 2116.959
HMX6150T-DP | HMXTX DP, USB 2.0, Audio, Zero U | 1455 | 15% | 1246.0256
HMX6150T-HDMI | HMXTX HDMI, USB 2.0 , Audio, Zero U | 1455 | 15% | 1246.0256
HMX6200RXDP-400 | HMXRX,Dual DP++,USB,Audio,SFP | 3000 | 15% | 2569.125
HMX6200T-001 | HMX TX dual DVI-D,QSXGA,USB,audio,SFP | 2719 | 15% | 2328.4836
HMX6200TDP-400 | HMXTX,Dual DP,USB Audio,SFP | 3000 | 15% | 2569.125
HMX6210T-001 | HMX TX dualDVI-D,QSXGA,USB,audio,SFP,VNC | 3050 | 15% | 2611.9438
HMX6500R-400 | DH-DP RX, AUDIO, USB 2.0, VDI | 3594 | 15% | 3077.8118
HMX8000R-400 | DH 4K,audio,USB2.0, 10GB-Rx | 4381 | 15% | 3751.7789
HMX8000T-400 | DH 4K,audio,USB2.0, 10GB-Tx | 4381 | 15% | 3751.7789
HMXAMGR24G2-400 | HMX Advanced Manager G2 hardware 24 node | 7398 | 15% | 6335.4623
HMXLIC-100 | HMX Advanced Manager 100 node lic | 11407 | 15% | 9768.6696
HMXLIC-100BDL | HMX Advanced Mgr PRI/BKUP 100 node lic | 16194 | 15% | 13868.1367
HMXLIC-50 | HMX Advanced Manager 50 node lic | 4398 | 15% | 3766.3373
HMXLIC-50BDL | HMX Advanced Mgr PRI/BKUP 50 node lic | 6597 | 15% | 5649.5059
HMXLIC-UG100-UNBDL | HMX License Upgrade from 100 to Unlimited Bundle(Primary & Backup) | 12779 | 15% | 10943.6161
HMXLIC-UG100-UNL | HMX License Upgrade from 100 to Unlimited | 8597 | 15% | 7362.2559
HMXLIC-UG50-100 | HMX License Upgrade from 50 to 100 | 7010 | 15% | 6003.1888
HMXLIC-UG50-100BD | HMX License Upgrade from 50 to 100 Bundle(Primary & Backup) | 9596 | 15% | 8217.7745
HMXLIC-UG50-UNBDL | HMX License Upgrade from 50 to Unlimited Bundle(Primary & Backup) | 22376 | 15% | 19162.247
HMXLIC-UG50-UNL | HMX License Upgrade from 50 to Unlimited | 15606 | 15% | 13364.5883
HMXLIC-UNL | HMX Advanced Manager unlimited node lic | 20004 | 15% | 17130.9255
HMXLIC-UNLBDL | HMX Advanced Mgr PRI/BKUP unlimited lic | 28971 | 15% | 24810.0401
HMX-MM-10G-SFP | 10Gb SFP Multi Mode Fiber | 132 | 15% | 113.0415
HMX-SM-10G-SFP | 10Gb SFP Single Mode Fibr | 189 | 15% | 161.8549
HW120V15AKIT | Hardwire kit, 120V, 15A (1) Pole Breaker, ½" & ¾" conduit knockout | 103 | 15% | 88.2066
HW120V20AKIT | Hardwire kit, 120V, 20A (1) Pole Breaker, ½" & ¾" conduit knockout | 103 | 15% | 88.2066
HW120V30AKIT | Hardwire kit, 120V, 30A (1) Pole Breaker, ½" & ¾" conduit knockout | 103 | 15% | 88.2066
HW208V15AKIT | Hardwire kit, 208V, 15A (2) Pole Breaker, ½" & ¾" conduit knockout | 137 | 15% | 117.3234
HW208V20AKIT | Hardwire kit, 208V, 20A (2) Pole Breaker, ½" & ¾" conduit knockout | 137 | 15% | 117.3234
HW208V30AKIT | Hardwire kit, 208V, 30A (2) Pole Breaker, ½" & ¾" conduit knockout | 137 | 15% | 117.3234
HW240V15AKIT | Hardwire kit, 240V, 15A (2) Pole Breaker, ½" & ¾" conduit knockout | 137 | 15% | 117.3234
HW240V20AKIT | Hardwire kit, 240V, 20A (2) Pole Breaker, ½" & ¾" conduit knockout | 137 | 15% | 117.3234
HW240V30AKIT | Hardwire kit, 240V, 30A (2) Pole Breaker, ½" & ¾" conduit knockout | 137 | 15% | 117.3234
HWPLATEKIT | Sheetmetal plate with 1 ½ " and 2" conduit knockouts, no breaker | 23 | 15% | 19.6966
I10001 | rPDU, Basic Upgradeable, 20A, 120V, 1.9kW, Vertical, (24) NEMA 5-20R, 10ft power cord with 5-20P, Black Powder Coat. | 620 | 15% | 530.9525
I10002 | rPDU, Basic Upgradeable, 30A, 120V, 2.8kW, Vertical, (24) NEMA 5-20R, 10ft power cord with L5-30P, Black Powder Coat. | 702 | 15% | 601.1753
I10003L | rPDU, Basic Upgradeable, 30A, 208V, 4.9kW, Vertical, (30) Locking IEC C13, (6) Locking IEC C19, 10ft power cord with L6-30P, Black Powder Coat. | 1042 | 15% | 892.3428
I10004L | rPDU, Basic Upgradeable, 30A, 208V, 4.9kW, Vertical, (30) Locking IEC C13, (6) Locking IEC C19, 10ft power cord with 2P+E (IP44), Black Powder Coat. | 1143 | 15% | 978.8366
I10005L | rPDU, Basic Upgradeable, 20A, 120/208V WYE, 5.7kW, Vertical, (33) Locking IEC C13, (6) Locking IEC C19, (2) NEMA 5-20R, 10ft power cord with L21-20P, Black Powder Coat. | 964 | 15% | 825.5455
I10006L | rPDU, Basic Upgradeable, 20A, 120/208V WYE, 5.7kW, Vertical, (36) Locking IEC C13, (6) Locking IEC C19, 10ft power cord with L21-20P, Black Powder Coat. | 997 | 15% | 853.8059
I10007L | rPDU, Basic Upgradeable, 30A, 120/208V WYE, 8.6kW, Vertical, (24) Locking IEC C13, (6) Locking IEC C19, 10ft power cord with L21-30P, Black Powder Coat. | 1226 | 15% | 1049.9157
I10008L | rPDU, Basic Upgradeable, 30A, 208V DELTA, 8.6kW, Vertical, (24) Locking IEC C13, (6) Locking IEC C19, 10ft power cord with L15-30P, Black Powder Coat. | 1221 | 15% | 1045.6339
I10009L | rPDU, Basic Upgradeable, 35A, 208V DELTA, 10.0kW, Vertical, (24) Locking IEC C13, (6) Locking IEC C19, 10ft power cord with 3P+E CA, Black Powder Coat. | 1515 | 15% | 1297.4081
I10011L | rPDU, Basic Upgradeable, 30A, 230/400V WYE, 16.6kW, Vertical, (24) Locking IEC C13, (6) Locking IEC C19, 10ft power cord with 3P+N+E (IP44), Black Powder Coat. | 1696 | 15% | 1452.412
I10012L | rPDU, Basic Upgradeable, 30A, 230/400V WYE, 16.6kW, Vertical, (24) Locking IEC C13, (6) Locking IEC C19, 10ft power cord with L22-30P, Black Powder Coat. | 1296 | 15% | 1109.862
I10013 | rPDU, Basic Upgradeable, 20A, 120V, 1.9kW, Vertical, (24) NEMA 5-20R, 10ft power cord with L5-20P, Black Powder Coat. | 634 | 15% | 542.9417
I10015L | rPDU, Basic Upgradeable, 50A, 208V DELTA, 14.4kW, Vertical, (12) Locking IEC C13, (12) Locking IEC C19, 10ft power cord with 3P+E CA, Black Powder Coat. | 1930 | 15% | 1652.8038
I10016L | rPDU, Basic Upgradeable, 60A, 208V DELTA, 17.2kW, Vertical, (12) Locking IEC C13, (12) Locking IEC C19, 10ft power cord with 3P+E (IP44), Black Powder Coat. | 2364 | 15% | 2024.4705
I10017L | rPDU, Basic Upgradeable, 50A, 208V DELTA, 14.4kW, Vertical, (6) Locking IEC C13, (18) Locking IEC C19, 10ft power cord with 3P+E CA, Black Powder Coat. | 1966 | 15% | 1683.6333
I10018L | rPDU, Basic Upgradeable, 60A, 208V DELTA, 17.2kW, Vertical, (6) Locking IEC C13, (18) Locking IEC C19, 10ft power cord with 3P+E (IP44), Black Powder Coat. | 2396 | 15% | 2051.8745
I10019L | rPDU, Basic Upgradeable, 50A, 208V DELTA, 14.4kW, Horizontal, (3) Locking IEC C13, (12) Locking IEC C19, 10ft power cord with 3P+E CA, Black Powder Coat. | 1847 | 15% | 1581.7246
I10020L | rPDU, Basic Upgradeable, 60A, 208V DELTA, 17.2kW, Horizontal, (3) Locking IEC C13, (12) Locking IEC C19, 10ft power cord with 3P+E (IP44), Black Powder Coat. | 2281 | 15% | 1953.3914
I10021L | rPDU, Basic Upgradeable, 50A, 208V DELTA, 14.4kW, Vertical, (30) Locking IEC C13, 10ft power cord with 3P+E CA, Black Powder Coat. | 1952 | 15% | 1671.644
I10022L | rPDU, Basic Upgradeable, 60A, 208V DELTA, 17.2kW, Vertical, (30) Locking IEC C13, 10ft power cord with 3P+E (IP44), Black Powder Coat. | 2425 | 15% | 2076.7094
I10023L | rPDU, Basic Upgradeable, 50A, 208V DELTA, 14.4kW, Vertical, (36) Locking IEC C13, (12) Locking IEC C19, 10ft power cord with 3P+E CA, Black Powder Coat. | 2261 | 15% | 1936.2639
I10024L | rPDU, Basic Upgradeable, 60A, 208V DELTA, 17.2kW, Vertical, (36) Locking IEC C13, (12) Locking IEC C19, 10ft power cord with 3P+E (IP44), Black Powder Coat. | 2694 | 15% | 2307.0743
I10025L | rPDU, Basic Upgradeable, 50A, 208V DELTA, 14.4kW, Vertical, (48) Locking IEC C13, 10ft power cord with 3P+E CA, Black Powder Coat. | 2083 | 15% | 1783.8291
I10026L | rPDU, Basic Upgradeable, 60A, 208V DELTA, 17.2kW, Vertical, (48) Locking IEC C13, 10ft power cord with 3P+E (IP44), Black Powder Coat. | 2485 | 15% | 2128.0919
I10027L | rPDU, Basic Upgradeable, 40A, 230/400V WYE, 27.6kW, Vertical, (30) Locking IEC C13, (12) Locking IEC C19, 10ft power cord with 3P+N+E (IP44), Black Powder Coat. | 2657 | 15% | 2275.3884
I10028L | rPDU, Basic Upgradeable, 60A, 208V, 9.9kW, Vertical, (18) Locking IEC C13, (6) Locking IEC C19, 10ft power cord with 2P+E (IP44), Black Powder Coat. | 1753 | 15% | 1501.2254
I10029L | rPDU, Basic Upgradeable, 60A, 208V, 9.9kW, Vertical, (42) Locking IEC C13, (6) Locking IEC C19, 10ft power cord with 2P+E (IP44), Black Powder Coat. | 2074 | 15% | 1776.1218
I10030 | rPDU, Basic Upgradeable, 30A, 208V, 4.9kW, Vertical, (30) IEC C13, (6) IEC C19, 10ft power cord with L6-30P, Black Powder Coat. | 884 | 15% | 757.0355
I10031 | rPDU, Basic Upgradeable, 30A, 208V, 4.9kW, Vertical, (36) IEC C13, (6) IEC C19, 10ft power cord with L6-30P, Black Powder Coat. | 911 | 15% | 780.1576
I10032 | rPDU, Basic Upgradeable, 30A, 208V DELTA, 8.6kW, Vertical, (36) IEC C13, (6) IEC C19, 10ft power cord with L15- 30P, Black Powder Coat. | 1028 | 15% | 880.3535
I10033 | rPDU, Basic Upgradeable, 30A, 120/208V WYE, 8.6kW, Vertical, (36) IEC C13, (6) IEC C19, 10ft power cord with L21-30P, Black Powder Coat. | 1019 | 15% | 872.6461
I10034 | rPDU, Basic Upgradeable, 30A, 120/208V WYE, 8.6kW, Vertical, (24) IEC C13, (3) IEC C19, (6) NEMA 5-20R, 10ft power cord with L21-30P, Black Powder Coat. | 1103 | 15% | 944.5816
I10035 | rPDU, Basic Upgradeable, 30A, 120/208V WYE, 8.6kW, Vertical, (24) NEMA 5-20R, 10ft power cord with L21-30P, Black Powder Coat. | 1121 | 15% | 959.9964
I10036 | rPDU, Basic Upgradeable, 30A, 120/208V WYE, 8.6kW, Vertical, (30) IEC C13, (6) IEC C19, (2) NEMA 5-20R, 10ft power cord with L21-30P, Black Powder Coat. | 1037 | 15% | 888.0609
I10037 | rPDU, Basic Upgradeable, 30A, 230/400V WYE, 16.6kW, Vertical, (48) IEC C13, 10ft power cord with 3P+N+E (IP44), Black Powder Coat. | 1253 | 15% | 1073.0379
I10038L | rPDU, Basic Upgradeable, 30A, 230/400V WYE, 16.6kW, Vertical, (12) Locking IEC C13, (12) Locking IEC C19, 10ft power cord with 3P+N+E (IP44), Black Powder Coat. | 1595 | 15% | 1365.9181
I10045L | rPDU, Basic Upgradeable, 60A, 208V DELTA, 17.2kW, Vertical, (12) Locking IEC C13, (12) Locking IEC C19, 10ft power cord with 3P+E (IP67), Black Powder Coat. | 2460 | 15% | 2106.6825
I10046L | rPDU, Basic Upgradeable, 60A, 208V DELTA, 17.2kW, Vertical, (6) Locking IEC C13, (18) Locking IEC C19, 10ft power cord with 3P+E (IP67), Black Powder Coat. | 2491 | 15% | 2133.2301
I10047L | rPDU, Basic Upgradeable, 60A, 208V DELTA, 17.2kW, Horizontal, (3) Locking IEC C13, (12) Locking IEC C19, 10ft power cord with 3P+E (IP67), Black Powder Coat. | 2376 | 15% | 2034.747
I10048L | rPDU, Basic Upgradeable, 60A, 208V DELTA, 17.2kW, Vertical, (30) Locking IEC C13, 10ft power cord with 3P+E (IP67), Black Powder Coat. | 2520 | 15% | 2158.065
I10049L | rPDU, Basic Upgradeable, 60A, 208V DELTA, 17.2kW, Vertical, (36) Locking IEC C13, (12) Locking IEC C19, 10ft power cord with 3P+E (IP67), Black Powder Coat. | 2790 | 15% | 2389.2863
I10050L | rPDU, Basic Upgradeable, 60A, 208V DELTA, 17.2kW, Vertical, (48) Locking IEC C13, 10ft power cord with 3P+E (IP67), Black Powder Coat. | 2581 | 15% | 2210.3039
I10051L | rPDU, Basic Upgradeable, 60A, 208V, 9.9kW, Vertical, (18) Locking IEC C13, (6) Locking IEC C19, 10ft power cord with 2P+E (IP67), Black Powder Coat. | 1812 | 15% | 1551.7515
I10052L | rPDU, Basic Upgradeable, 60A, 208V, 9.9kW, Vertical, (42) Locking IEC C13, (6) Locking IEC C19, 10ft power cord with 2P+E (IP67), Black Powder Coat. | 2133 | 15% | 1826.6479
I10054 | rPDU, Metered Upgradeable, 20A, 120V, 1.9kW, Vertical, (24) NEMA 5-20R, 10ft power cord with 5-20P, Black Powder Coat. | 671 | 15% | 574.6276
I10055 | rPDU, Metered Upgradeable, 30A, 120V, 2.8kW, Vertical, (24) NEMA 5-20R, 10ft power cord with L5-30P, Black Powder Coat. | 768 | 15% | 657.696
I10056L | rPDU, Metered Upgradeable, 30A, 208V, 4.9kW, Vertical, (30) Locking IEC C13, (6) Locking IEC C19, 10ft power cord with L6-30P, Black Powder Coat. | 1093 | 15% | 936.0179
I10057L | rPDU, Metered Upgradeable, 30A, 208V, 4.9kW, Vertical, (30) Locking IEC C13, (6) Locking IEC C19, 10ft power cord with 2P+E (IP44), Black Powder Coat. | 1195 | 15% | 1023.3681
I10058L | rPDU, Metered Upgradeable, 20A, 120/208V WYE, 5.7kW, Vertical, (33) Locking IEC C13, (6) Locking IEC C19, (2) NEMA 5-20R, 10ft power cord with L21-20P, Black Powder Coat. | 1015 | 15% | 869.2206
I10059L | rPDU, Metered Upgradeable, 20A, 120/208V WYE, 5.7kW, Vertical, (36) Locking IEC C13, (6) Locking IEC C19, 10ft power cord with L21-20P, Black Powder Coat. | 1049 | 15% | 898.3374
I10060L | rPDU, Metered Upgradeable, 30A, 120/208V WYE, 8.6kW, Vertical, (24) Locking IEC C13, (6) Locking IEC C19, 10ft power cord with L21-30P, Black Powder Coat. | 1277 | 15% | 1093.5909
I10061L | rPDU, Metered Upgradeable, 30A, 208V DELTA, 8.6kW, Vertical, (24) Locking IEC C13, (6) Locking IEC C19, 10ft power cord with L15-30P, Black Powder Coat. | 1272 | 15% | 1089.309
I10062L | rPDU, Metered Upgradeable, 35A, 208V DELTA, 10.0kW, Vertical, (24) Locking IEC C13, (6) Locking IEC C19, 10ft power cord with 3P+E CA, Black Powder Coat. | 1566 | 15% | 1341.0832
I10064L | rPDU, Metered Upgradeable, 30A, 230/400V WYE, 16.6kW, Vertical, (24) Locking IEC C13, (6) Locking IEC C19, 10ft power cord with 3P+N+E (IP44), Black Powder Coat. | 1747 | 15% | 1496.0871
I10065L | rPDU, Metered Upgradeable, 30A, 230/400V WYE, 16.6kW, Vertical, (24) Locking IEC C13, (6) Locking IEC C19, 10ft power cord with L22-30P, Black Powder Coat. | 1347 | 15% | 1153.5371
I10066 | rPDU, Metered Upgradeable, 20A, 120V, 1.9kW, Vertical, (24) NEMA 5-20R, 10ft power cord with L5-20P, Black Powder Coat. | 685 | 15% | 586.6169
I10067L | rPDU, Metered Upgradeable, 50A, 208V DELTA, 14.4kW, Vertical, (12) Locking IEC C13, (12) Locking IEC C19, 10ft power cord with 3P+E CA, Black Powder Coat. | 1981 | 15% | 1696.4789
I10068L | rPDU, Metered Upgradeable, 60A, 208V DELTA, 17.2kW, Vertical, (12) Locking IEC C13, (12) Locking IEC C19, 10ft power cord with 3P+E (IP44), Black Powder Coat. | 2415 | 15% | 2068.1456
I10069L | rPDU, Metered Upgradeable, 50A, 208V DELTA, 14.4kW, Vertical, (6) Locking IEC C13, (18) Locking IEC C19, 10ft power cord with 3P+E CA, Black Powder Coat. | 2017 | 15% | 1727.3084
I10070L | rPDU, Metered Upgradeable, 60A, 208V DELTA, 17.2kW, Vertical, (6) Locking IEC C13, (18) Locking IEC C19, 10ft power cord with 3P+E (IP44), Black Powder Coat. | 2447 | 15% | 2095.5496
I10071L | rPDU, Metered Upgradeable, 50A, 208V DELTA, 14.4kW, Horizontal, (3) Locking IEC C13, (12) Locking IEC C19, 10ft power cord with 3P+E CA, Black Powder Coat. | 1898 | 15% | 1625.3998
I10072L | rPDU, Metered Upgradeable, 60A, 208V DELTA, 17.2kW, Horizontal, (3) Locking IEC C13, (12) Locking IEC C19, 10ft power cord with 3P+E (IP44), Black Powder Coat. | 2332 | 15% | 1997.0665
I10073L | rPDU, Metered Upgradeable, 50A, 208V DELTA, 14.4kW, Vertical, (30) Locking IEC C13, 10ft power cord with 3P+E CA, Black Powder Coat. | 2003 | 15% | 1715.3191
I10074L | rPDU, Metered Upgradeable, 60A, 208V DELTA, 17.2kW, Vertical, (30) Locking IEC C13, 10ft power cord with 3P+E (IP44), Black Powder Coat. | 2476 | 15% | 2120.3845
I10075L | rPDU, Metered Upgradeable, 50A, 208V DELTA, 14.4kW, Vertical, (36) Locking IEC C13, (12) Locking IEC C19, 10ft power cord with 3P+E CA, Black Powder Coat. | 2312 | 15% | 1979.939
I10076L | rPDU, Metered Upgradeable, 60A, 208V DELTA, 17.2kW, Vertical, (36) Locking IEC C13, (12) Locking IEC C19, 10ft power cord with 3P+E (IP44), Black Powder Coat. | 2745 | 15% | 2350.7494
I10077L | rPDU, Metered Upgradeable, 50A, 208V DELTA, 14.4kW, Vertical, (48) Locking IEC C13, 10ft power cord with 3P+E CA, Black Powder Coat. | 2134 | 15% | 1827.5042
I10078L | rPDU, Metered Upgradeable, 60A, 208V DELTA, 17.2kW, Vertical, (48) Locking IEC C13, 10ft power cord with 3P+E (IP44), Black Powder Coat. | 2536 | 15% | 2171.767
I10079L | rPDU, Metered Upgradeable, 40A, 230/400V WYE, 27.6kW, Vertical, (30) Locking IEC C13, (12) Locking IEC C19, 10ft power cord with 3P+N+E (IP44), Black Powder Coat. | 2708 | 15% | 2319.0635
I10080L | rPDU, Metered Upgradeable, 60A, 208V, 9.9kW, Vertical, (18) Locking IEC C13, (6) Locking IEC C19, 10ft power cord with 2P+E (IP44), Black Powder Coat. | 1804 | 15% | 1544.9005
I10081L | rPDU, Metered Upgradeable, 60A, 208V, 9.9kW, Vertical, (42) Locking IEC C13, (6) Locking IEC C19, 10ft power cord with 2P+E (IP44), Black Powder Coat. | 2125 | 15% | 1819.7969
I10082 | rPDU, Metered Upgradeable, 30A, 208V, 4.9kW, Vertical, (30) IEC C13, (6) IEC C19, 10ft power cord with L6-30P, Black Powder Coat. | 935 | 15% | 800.7106
I10083 | rPDU, Metered Upgradeable, 30A, 208V, 4.9kW, Vertical, (36) IEC C13, (6) IEC C19, 10ft power cord with L6-30P, Black Powder Coat. | 962 | 15% | 823.8328
I10084 | rPDU, Metered Upgradeable, 30A, 208V DELTA, 8.6kW, Vertical, (36) IEC C13, (6) IEC C19, 10ft power cord with L15-30P, Black Powder Coat. | 1080 | 15% | 924.885
I10085 | rPDU, Metered Upgradeable, 30A, 120/208V WYE, 8.6kW, Vertical, (36) IEC C13, (6) IEC C19, 10ft power cord with L21-30P, Black Powder Coat. | 1070 | 15% | 916.3213
I10086 | rPDU, Metered Upgradeable, 30A, 120/208V WYE, 8.6kW, Vertical, (24) IEC C13, (3) IEC C19, (6) NEMA 5-20R, 10ft power cord with L21-30P, Black Powder Coat. | 1154 | 15% | 988.2568
I10087 | rPDU, Metered Upgradeable, 30A, 120/208V WYE, 8.6kW, Vertical, (24) NEMA 5-20R, 10ft power cord with L21- 30P, Black Powder Coat. | 1172 | 15% | 1003.6715
I10088 | rPDU, Metered Upgradeable, 30A, 120/208V WYE, 8.6kW, Vertical, (30) IEC C13, (6) IEC C19, (2) NEMA 5-20R, 10ft power cord with L21-30P, Black Powder Coat. | 1088 | 15% | 931.736
I10089 | rPDU, Metered Upgradeable, 30A, 230/400V WYE, 16.6kW, Vertical, (48) IEC C13, 10ft power cord with 3P+N+E (IP44), Black Powder Coat. | 1304 | 15% | 1116.713
I10090L | rPDU, Metered Upgradeable, 30A, 230/400V WYE, 16.6kW, Vertical, (12) Locking IEC C13, (12) Locking IEC C19, 10ft power cord with 3P+N+E (IP44), Black Powder Coat. | 1646 | 15% | 1409.5932
I10091L | rPDU, Metered Upgradeable, 60A, 208V DELTA, 17.2kW, Vertical, (12) Locking IEC C13, (12) Locking IEC C19, 10ft power cord with 3P+E (IP67), Black Powder Coat. | 2511 | 15% | 2150.3576
I10092L | rPDU, Metered Upgradeable, 60A, 208V DELTA, 17.2kW, Vertical, (6) Locking IEC C13, (18) Locking IEC C19, 10ft power cord with 3P+E (IP67), Black Powder Coat. | 2542 | 15% | 2176.9052
I10093L | rPDU, Metered Upgradeable, 60A, 208V DELTA, 17.2kW, Horizontal, (3) Locking IEC C13, (12) Locking IEC C19, 10ft power cord with 3P+E (IP67), Black Powder Coat. | 2427 | 15% | 2078.4221
I10094L | rPDU, Metered Upgradeable, 60A, 208V DELTA, 17.2kW, Vertical, (30) Locking IEC C13, 10ft power cord with 3P+E (IP67), Black Powder Coat. | 2571 | 15% | 2201.7401
I10095L | rPDU, Metered Upgradeable, 60A, 208V DELTA, 17.2kW, Vertical, (36) Locking IEC C13, (12) Locking IEC C19, 10ft power cord with 3P+E (IP67), Black Powder Coat. | 2841 | 15% | 2432.9614
I10096L | rPDU, Metered Upgradeable, 60A, 208V DELTA, 17.2kW, Vertical, (48) Locking IEC C13, 10ft power cord with 3P+E (IP67), Black Powder Coat. | 2632 | 15% | 2253.979
I10097L | rPDU, Metered Upgradeable, 60A, 208V, 9.9kW, Vertical, (18) Locking IEC C13, (6) Locking IEC C19, 10ft power cord with 2P+E (IP67), Black Powder Coat. | 1863 | 15% | 1595.4266
I10098L | rPDU, Metered Upgradeable, 60A, 208V, 9.9kW, Vertical, (42) Locking IEC C13, (6) Locking IEC C19, 10ft power cord with 2P+E (IP67), Black Powder Coat. | 2184 | 15% | 1870.323
I10100 | rPDU, Basic Upgradeable, 20A, 120V, 1.9kW, Horizontal, (10) NEMA 5-20R, 10ft power cord with 5-20P, Black Powder Coat. | 478 | 15% | 409.3473
I10101 | rPDU, Basic Upgradeable, 20A, 120V, 1.9kW, Horizontal, (10) NEMA 5-20R, 10ft power cord with L5-20P, Black Powder Coat. | 492 | 15% | 421.3365
I10102 | rPDU, Basic Upgradeable, 30A, 120V, 2.8kW, Horizontal, (8) NEMA 5-20R, 10ft power cord with L5-30P, Black Powder Coat. | 586 | 15% | 501.8358
I10103L | rPDU, Basic Upgradeable, 30A, 208V, 4.9kW, Horizontal, (10) Locking IEC C13, 10ft power cord with L6-30P, Black Powder Coat. | 697 | 15% | 596.8934
I10104L | rPDU, Basic Upgradeable, 30A, 208V, 4.9kW, Horizontal, (4) Locking IEC C13, (4) Locking IEC C19, 10ft power cord with L6-30P, Black Powder Coat. | 691 | 15% | 591.7551
I10105L | rPDU, Basic Upgradeable, 30A, 120/208V WYE, 8.6kW, Horizontal, (6) Locking IEC C19, 10ft power cord with L21- 30P, Black Powder Coat. | 1094 | 15% | 936.8743
I10106L | rPDU, Basic Upgradeable, 30A, 208V DELTA, 8.6kW, Horizontal, (6) Locking IEC C19, 10ft power cord with L15- 30P, Black Powder Coat. | 1088 | 15% | 931.736
I10107L | rPDU, Basic Upgradeable, 35A, 208V DELTA, 10.0kW, Horizontal, (6) Locking IEC C19, 10ft power cord with 3P+E CA, Black Powder Coat. | 1221 | 15% | 1045.6339
I10108L | rPDU, Basic Upgradeable, 30A, 230/400V WYE, 16.6kW, Horizontal, (6) Locking IEC C19, 10ft power cord with L22- 30P, Black Powder Coat. | 1216 | 15% | 1041.352
I10109L | rPDU, Basic Upgradeable, 30A, 230/400V WYE, 16.6kW, Horizontal, (6) Locking IEC C19, 10ft power cord with 3P+N+E (IP44), Black Powder Coat. | 1194 | 15% | 1022.5118
I10111 | rPDU, Metered Upgradeable, 20A, 120V, 1.9kW, Horizontal, (10) NEMA 5-20R, 10ft power cord with 5-20P, Black Powder Coat. | 529 | 15% | 453.0224
I10112 | rPDU, Metered Upgradeable, 20A, 120V, 1.9kW, Horizontal, (10) NEMA 5-20R, 10ft power cord with L5-20P, Black Powder Coat. | 543 | 15% | 465.0116
I10113 | rPDU, Metered Upgradeable, 30A, 120V, 2.8kW, Horizontal, (8) NEMA 5-20R, 10ft power cord with L5-30P, Black Powder Coat. | 637 | 15% | 545.5109
I10114L | rPDU, Metered Upgradeable, 30A, 208V, 4.9kW, Horizontal, (10) Locking IEC C13, 10ft power cord with L6-30P, Black Powder Coat. | 748 | 15% | 640.5685
I10115L | rPDU, Metered Upgradeable, 30A, 208V, 4.9kW, Horizontal, (4) Locking IEC C13, (4) Locking IEC C19, 10ft power cord with L6-30P, Black Powder Coat. | 742 | 15% | 635.4303
I10116L | rPDU, Metered Upgradeable, 30A, 120/208V WYE, 8.6kW, Horizontal, (6) Locking IEC C19, 10ft power cord with L21-30P, Black Powder Coat. | 1145 | 15% | 980.5494
I10117L | rPDU, Metered Upgradeable, 30A, 208V DELTA, 8.6kW, Horizontal, (6) Locking IEC C19, 10ft power cord with L15- 30P, Black Powder Coat. | 1139 | 15% | 975.4111
I10118L | rPDU, Metered Upgradeable, 30A, 230/400V WYE, 16.6kW, Horizontal, (6) Locking IEC C19, 10ft power cord with L22-30P, Black Powder Coat. | 1267 | 15% | 1085.0271
I10119L | rPDU, Metered Upgradeable, 30A, 230/400V WYE, 16.6kW, Horizontal, (6) Locking IEC C19, 10ft power cord with 3P+N+E (IP44), Black Powder Coat. | 1245 | 15% | 1066.1869
I10120L | rPDU, Metered Upgradeable, 35A, 208V DELTA, 10.0kW, Horizontal, (6) Locking IEC C19, 10ft power cord with 3P+E CA, Black Powder Coat. | 1272 | 15% | 1089.309
I10126L | rPDU, Basic Upgradeable, 20A, 230/400V WYE, 11.0kW, Vertical, (24) Locking IEC C13, (6) Locking IEC C19, 10ft power cord with L22-20P, Black Powder Coat. | 993 | 15% | 850.3804
I10127L | rPDU, Basic Upgradeable, 30A, 208V DELTA, 8.6kW, Vertical, (24) Locking IEC C13, (6) Locking IEC C19, 10ft power cord with L15-30P, Black Powder Coat. | 1221 | 15% | 1045.6339
I10128L | rPDU, Basic Upgradeable, 35A, 208V DELTA, 10.0kW, Vertical, (24) Locking IEC C13, (6) Locking IEC C19, 10ft power cord with 3P+E CA, Black Powder Coat. | 1515 | 15% | 1297.4081
I10129L | rPDU, Basic Upgradeable, 30A, 120/208V WYE, 8.6kW, Vertical, (24) Locking IEC C13, (6) Locking IEC C19, 10ft power cord with L21-30P, Black Powder Coat. | 1226 | 15% | 1049.9157
I10130L | rPDU, Basic Upgradeable, 30A, 230/400V WYE, 16.6kW, Vertical, (24) Locking IEC C13, (6) Locking IEC C19, 10ft power cord with L22-30P, Black Powder Coat. | 1296 | 15% | 1109.862
I10131L | rPDU, Basic Upgradeable, 30A, 230/400V WYE, 16.6kW, Vertical, (24) Locking IEC C13, (6) Locking IEC C19, 10ft power cord with 3P+N+E (IP44), Black Powder Coat. | 1696 | 15% | 1452.412
I10133L | rPDU, Basic Upgradeable, 30A, 208V DELTA, 8.6kW, Vertical, (36) Locking IEC C13, (6) Locking IEC C19, 10ft power cord with L15-30P, Black Powder Coat. | 1395 | 15% | 1194.6431
I10134L | rPDU, Basic Upgradeable, 35A, 208V DELTA, 10.0kW, Vertical, (36) Locking IEC C13, (6) Locking IEC C19, 10ft power cord with 3P+E CA, Black Powder Coat. | 1685 | 15% | 1442.9919
I10135L | rPDU, Basic Upgradeable, 30A, 120/208V WYE, 8.6kW, Vertical, (36) Locking IEC C13, (6) Locking IEC C19, (2) NEMA 5-20R, 10ft power cord with L21-30P, Black Powder Coat. | 1426 | 15% | 1221.1907
I10136L | rPDU, Basic Upgradeable, 30A, 230/400V WYE, 16.6kW, Vertical, (36) Locking IEC C13, (6) Locking IEC C19, 10ft power cord with L22-30P, Black Powder Coat. | 1468 | 15% | 1257.1585
I10137L | rPDU, Basic Upgradeable, 30A, 230/400V WYE, 16.6kW, Vertical, (36) Locking IEC C13, (6) Locking IEC C19, 10ft power cord with 3P+N+E (IP44), Black Powder Coat. | 1869 | 15% | 1600.5649
I10138L | rPDU, Metered Upgradeable, 20A, 230/400V WYE, 11.0kW, Vertical, (24) Locking IEC C13, (6) Locking IEC C19, 10ft power cord with L22-20P, Black Powder Coat. | 1044 | 15% | 894.0555
I10139L | rPDU, Metered Upgradeable, 30A, 208V DELTA, 8.6kW, Vertical, (24) Locking IEC C13, (6) Locking IEC C19, 10ft power cord with L15-30P, Black Powder Coat. | 1272 | 15% | 1089.309
I10140L | rPDU, Metered Upgradeable, 35A, 208V DELTA, 10.0kW, Vertical, (24) Locking IEC C13, (6) Locking IEC C19, 10ft power cord with 3P+E CA, Black Powder Coat. | 1566 | 15% | 1341.0832
I10141L | rPDU, Metered Upgradeable, 30A, 120/208V WYE, 8.6kW, Vertical, (24) Locking IEC C13, (6) Locking IEC C19, 10ft power cord with L21-30P, Black Powder Coat. | 1277 | 15% | 1093.5909
I10142L | rPDU, Metered Upgradeable, 30A, 230/400V WYE, 16.6kW, Vertical, (24) Locking IEC C13, (6) Locking IEC C19, 10ft power cord with L22-30P, Black Powder Coat. | 1347 | 15% | 1153.5371
I10143L | rPDU, Metered Upgradeable, 30A, 230/400V WYE, 16.6kW, Vertical, (24) Locking IEC C13, (6) Locking IEC C19, 10ft power cord with 3P+N+E (IP44), Black Powder Coat. | 1747 | 15% | 1496.0871
I10145L | rPDU, Metered Upgradeable, 30A, 208V DELTA, 8.6kW, Vertical, (36) Locking IEC C13, (6) Locking IEC C19, 10ft power cord with L15-30P, Black Powder Coat. | 1446 | 15% | 1238.3183
I10146L | rPDU, Metered Upgradeable, 35A, 208V DELTA, 10.0kW, Vertical, (36) Locking IEC C13, (6) Locking IEC C19, 10ft power cord with 3P+E CA, Black Powder Coat. | 1736 | 15% | 1486.667
I10147L | rPDU, Metered Upgradeable, 30A, 120/208V WYE, 8.6kW, Vertical, (36) Locking IEC C13, (6) Locking IEC C19, (2) NEMA 5-20R, 10ft power cord with L21-30P, Black Powder Coat. | 1477 | 15% | 1264.8659
I10148L | rPDU, Metered Upgradeable, 30A, 230/400V WYE, 16.6kW, Vertical, (36) Locking IEC C13, (6) Locking IEC C19, 10ft power cord with L22-30P, Black Powder Coat. | 1519 | 15% | 1300.8336
I10149L | rPDU, Metered Upgradeable, 30A, 230/400V WYE, 16.6kW, Vertical, (36) Locking IEC C13, (6) Locking IEC C19, 10ft power cord with 3P+N+E (IP44), Black Powder Coat. | 1920 | 15% | 1644.24
I10151L | rPDU, Metered Upgradeable, 20A, 230/400V WYE, 11.0kW, Horizontal, (12) Locking IEC C13, (6) Locking IEC C19, 10ft power cord with 3P+N+E (IP44), Black Powder Coat. | 1065 | 15% | 912.0394
I10153L | rPDU, Metered Upgradeable, 20A, 230/400V WYE, 11.0kW, Vertical, (24) Locking IEC C13, (6) Locking IEC C19, 10ft power cord with 3P+N+E (IP44), Black Powder Coat. | 1135 | 15% | 971.9856
I10154 | rPDU, Metered Upgradeable, 20A, 230/400V WYE, 11.0kW, Vertical, (36) IEC C13, (6) IEC C19, 10ft power cord with 3P+N+E (IP44), Black Powder Coat. | 920 | 15% | 787.865
I10159L | rPDU, Basic Upgradeable, 20A, 230/400V WYE, 11.0kW, Horizontal, (12) Locking IEC C13, (6) Locking IEC C19, 10ft power cord with 3P+N+E (IP44), Black Powder Coat. | 1014 | 15% | 868.3643
I10161L | rPDU, Basic Upgradeable, 20A, 230/400V WYE, 11.0kW, Vertical, (24) Locking IEC C13, (6) Locking IEC C19, 10ft power cord with 3P+N+E (IP44), Black Powder Coat. | 1084 | 15% | 928.3105
I10162 | rPDU, Basic Upgradeable, 20A, 230/400V WYE, 11.0kW, Vertical, (36) IEC C13, (6) IEC C19, 10ft power cord with 3P+N+E (IP44), Black Powder Coat. | 869 | 15% | 744.1899
I10171L | rPDU, Basic Upgradeable, 20A, 208V, 3.3kW, Horizontal, (10) Locking IEC C13, 10ft power cord with L6-20P, Black Powder Coat. | 521 | 15% | 446.1714
I10172L | rPDU, Metered Upgradeable, 20A, 208V, 3.3kW, Horizontal, (10) Locking IEC C13, 10ft power cord with L6-20P, Black Powder Coat. | 572 | 15% | 489.8465
I10175L | rPDU, Basic Upgradeable, 20A, 208V, 3.3kW, Vertical, (20) Locking IEC C13, (6) Locking IEC C19, 10ft power cord with L6-20P, Black Powder Coat. | 846 | 15% | 724.4933
I10176L | rPDU, Metered Upgradeable, 20A, 208V, 3.3kW, Vertical, (20) Locking IEC C13, (6) Locking IEC C19, 10ft power cord with L6-20P, Black Powder Coat. | 897 | 15% | 768.1684
I10401 | rPDU, Basic Upgradeable, 30A, 120/208V, 5.7kW, Vertical, (20) IEC C13, (4) IEC C19, (12) NEMA 5-20R, 10ft power cord with L14-30P, Black Powder Coat. | 1029 | 15% | 881.2099
I10405 | rPDU, Metered Upgradeable, 30A, 120/208V, 5.7kW, Vertical, (20) IEC C13, (4) IEC C19, (12) NEMA 5-20R, 10ft power cord with L14-30P, Black Powder Coat. | 1080 | 15% | 924.885
I10482 | rPDU, Basic Upgradeable, 50A, 208V DELTA, 14.4kW, Vertical, (30) Combination C13/C19, 10ft / 3m power cord with 3P+E CA, Black Powder Coat. | 1952 | 15% | 1671.644
I10483 | rPDU, Basic Upgradeable, 60A, 208V DELTA, 17.2kW, Vertical, (30) Combination C13/C19, 10ft / 3m power cord with 3P+E (IP44), Black Powder Coat. | 2294 | 15% | 1964.5242
I10484 | rPDU, Basic Upgradeable, 60A, 208V DELTA, 17.2kW, Vertical, (30) Combination C13/C19, 10ft / 3m power cord with 3P+E (IP67), Black Powder Coat. | 2389 | 15% | 2045.8799
I10485 | rPDU, Basic Upgradeable, 30A, 208V, 4.9kW, Vertical, (36) Combination C13/C19, 10ft / 3m power cord with L6- 30P, Black Powder Coat. | 1042 | 15% | 892.3428
I10486 | rPDU, Basic Upgradeable, 20A, 230/400V WYE, 11.0kW, Vertical, (36) Combination C13/C19, 10ft / 3m power cord with 3P+N+E (IP44), Black Powder Coat. | 1121 | 15% | 959.9964
I10487 | rPDU, Basic Upgradeable, 30A, 120/208V WYE, 8.6kW, Vertical, (36) Combination C13/C19, 10ft / 3m power cord with L21-30P, Black Powder Coat. | 1278 | 15% | 1094.4472
I10488 | rPDU, Basic Upgradeable, 30A, 208V DELTA, 8.6kW, Vertical, (36) Combination C13/C19, 10ft / 3m power cord with L15-30P, Black Powder Coat. | 1221 | 15% | 1045.6339
I10489 | rPDU, Basic Upgradeable, 35A, 208V DELTA, 10.0kW, Vertical, (36) Combination C13/C19, 10ft / 3m power cord with 3P+E CA, Black Powder Coat. | 1586 | 15% | 1358.2107
I10490 | rPDU, Basic Upgradeable, 30A, 230/400V WYE, 16.6kW, Vertical, (36) Combination C13/C19, 10ft / 3m power cord with 3P+N+E (IP44), Black Powder Coat. | 1760 | 15% | 1507.22
I10491 | rPDU, Metered Upgradeable, 50A, 208V DELTA, 14.4kW, Vertical, (36) Combination C13/C19, 10ft / 3m power cord with 3P+E CA, Black Powder Coat. | 2003 | 15% | 1715.3191
I10492 | rPDU, Metered Upgradeable, 60A, 208V DELTA, 17.2kW, Vertical, (36) Combination C13/C19, 10ft / 3m power cord with 3P+E (IP44), Black Powder Coat. | 2345 | 15% | 2008.1994
I10493 | rPDU, Metered Upgradeable, 60A, 208V DELTA, 17.2kW, Vertical, (36) Combination C13/C19, 10ft / 3m power cord with 3P+E (IP67), Black Powder Coat. | 2440 | 15% | 2089.555
I10494 | rPDU, Metered Upgradeable, 30A, 208V, 4.9kW, Vertical, (36) Combination C13/C19, 10ft / 3m power cord with L6- 30P, Black Powder Coat. | 1093 | 15% | 936.0179
I10495 | rPDU, Metered Upgradeable, 20A, 230/400V WYE, 11.0kW, Vertical, (36) Combination C13/C19, 10ft / 3m power cord with 3P+N+E (IP44), Black Powder Coat. | 1172 | 15% | 1003.6715
I10496 | rPDU, Metered Upgradeable, 30A, 120/208V WYE, 8.6kW, Vertical, (36) Combination C13/C19, 10ft / 3m power cord with L21-30P, Black Powder Coat. | 1329 | 15% | 1138.1224
I10497 | rPDU, Metered Upgradeable, 30A, 208V DELTA, 8.6kW, Vertical, (36) Combination C13/C19, 10ft / 3m power cord with L15-30P, Black Powder Coat. | 1272 | 15% | 1089.309
I10498 | rPDU, Metered Upgradeable, 35A, 208V DELTA, 10.0kW, Vertical, (36) Combination C13/C19, 10ft / 3m power cord with 3P+E CA, Black Powder Coat. | 1637 | 15% | 1401.8859
I10499 | rPDU, Metered Upgradeable, 30A, 230/400V WYE, 16.6kW, Vertical, (36) Combination C13/C19, 10ft / 3m power cord with 3P+N+E (IP44), Black Powder Coat. | 1811 | 15% | 1550.8951
IMD-01DH | Horizontal rPDU Interchangeable Monitoring Device Upgrade. Enables Local Input power monitoring. Local high visibility LED display. | 107 | 15% | 91.6321
IMD-01DV | Vertical rPDU Interchangeable Monitoring Device Upgrade. Enables Local Input power monitoring. Local high visibility LED display. | 107 | 15% | 91.6321
IMD-03E-GH | Horizontal rPDU Interchangeable Monitoring Device Upgrade. Enables Local and Remote Monitoring, Input power m | 403 | 15% | 345.1191
IMD-03E-GV | Vertical rPDU Interchangeable Monitoring Device Upgrade. Enables Local and Remote Monitoring, Input power monit | 403 | 15% | 345.1191
IMD-03E-SH | Horizontal rPDU Interchangeable Monitoring Device Upgrade. Enables Local and Remote Monitoring, Input power monitoring, and Environmental monitoring. Serial and daisy chain Ethernet connectivity. | 403 | 15% | 345.1191
IMD-03E-SV | Vertical rPDU Interchangeable Monitoring Device Upgrade. Enables Local and Remote Monitoring, Input power monitoring, and Environmental monitoring. Serial and daisy chain Ethernet connectivity. | 403 | 15% | 345.1191
IMD-3E-GH | Horizontal rPDU Interchangeable Monitoring Device Upgrade. Enables Local and Remote Monitoring, Input power m | 453 | 15% | 387.9379
IMD-3E-GV | Vertical rPDU Interchangeable Monitoring Device Upgrade. Enables Local and Remote Monitoring, Input power monit | 453 | 15% | 387.9379
IMD-3E-SH | Horizontal rPDU Interchangeable Monitoring Device Upgrade. Enables Local and Remote Monitoring, Input power monitoring, and Environmental monitoring. Serial and daisy chain Ethernet connectivity. | 453 | 15% | 387.9379
IMD-3E-SV | Vertical rPDU Interchangeable Monitoring Device Upgrade. Enables Local and Remote Monitoring, Input power monitoring, and Environmental monitoring. Serial and daisy chain Ethernet connectivity. | 453 | 15% | 387.9379
IRM-S01T | ITA2 Battery Temp Sensor Kit | 180 | 15% | 154.1475
IS-485EXI | Intellislot 485 SiteScan Card | 75 | 15% | 64.2281
IS-RELAY | Intellislot Interface Kit for Relay Contacts | 129 | 15% | 110.4724
IS-UNITY-DP | IntelliSlot Unity Card provides 2 selected SNMP, Modbus IP/485 and BACnet IP connections supporting Liebert APM, Liebert APS, Liebert CRV, Liebert DSE, Liebert HPC, Liebert HPM, Liebert NXC, Liebert NXL, Liebert NXR, Liebert XDC (iCOM Control), Liebert XDP (iCOM Control) iCOM Firmware PA1.04.033.STD or later supporting Liebert Challenger, Liebert CW, Liebert DS, Liebert Deluxe System/3, Liebert PeX | 698 | 15% | 597.7497
IS-UNITY-SNMP | NETWORK INTERFACE CARD | 325 | 15% | 278.3219
ITA2-08KMBC40 | ITA2 8kVA Single Module MBC | 1645 | 15% | 1408.7369
ITA2-08KMBCSL1 | ITA2 8k L21-30 Cordset 1 Input | 330 | 15% | 282.6037
ITA2-08KMBCSL2 | ITA2 8k L21-30 Cordset 2 Input | 505 | 15% | 432.4694
ITA2-08KMBCSL4 | ITA2 8k UPS-MBC Cords 2 Input | 235 | 15% | 201.2481
ITA2-08KRT208C | Liebert ITA2 8k 3-Ph UPS/SNMP | 7710 | 15% | 6602.6513
ITA2-10KMBC40 | ITA2 10kVA Single Module MBC | 1895 | 15% | 1622.8306
ITA2-10KMBCSL1 | ITA2 10k IEC60309-60 5W 1 Inp | 1515 | 15% | 1297.4081
ITA2-10KMBCSL2 | ITA2 10k IEC60309-60 4W 1 Inp | 1770 | 15% | 1515.7838
ITA2-10KMBCSL3 | ITA2 10k IEC60309-60 5W 2 Inp | 2655 | 15% | 2273.6756
ITA2-10KMBCSL5 | ITA2 10k UPS-MBC Cords 2 Input | 355 | 15% | 304.0131
ITA2-10KRT208C | Liebert ITA2 10k 3-Ph UPS/SNMP | 10740 | 15% | 9197.4675
ITA2-BCI0020K02 | Liebert ITA2 External Battery | 2780 | 15% | 2380.7225
L14-20R-240KIT | NEMA L14-20R, 120/120/240V Only, Receptacle Kit | 180 | 15% | 154.1475
L14-30R-240KIT | NEMA L14-30R, 120/120/240V Only, Receptacle Kit | 176 | 15% | 150.722
L5-15R2KIT | NEMA L5-15R2 Receptacle Kit | 151 | 15% | 129.3126
L5-20RKIT | NEMA L5-20R Receptacle Kit | 125 | 15% | 107.0469
L5-30RKIT | NEMA L5-30R Receptacle Kit | 125 | 15% | 107.0469
L6-15R2-208KIT | NEMA L6-15R2, 208V Only, Receptacle Kit | 188 | 15% | 160.9985
L6-15R2-240KIT | NEMA L6-15R2, 240V Only, Receptacle Kit, takes | 188 | 15% | 160.9985
L6-20R-208KIT | NEMA L6-20R, 208V Only, Receptacle Kit | 188 | 15% | 160.9985
L6-20R-240KIT | NEMA L6-20R, 240V Only, Receptacle Kit | 188 | 15% | 160.9985
L6-30R-208KIT | NEMA L6-30R, 208V Only, Receptacle Kit | 176 | 15% | 150.722
L6-30R-240KIT | NEMA L6-30R, 240V Only, Receptacle Kit | 176 | 15% | 150.722
LC-MM-SFP | SFP Multi Mode Fiber Module LC | 202 | 15% | 172.9878
LC-SM-SFP | SFP Single Mode Fiber Module LC | 372 | 15% | 318.5715
LRA185KMM16D-001 | LCD,16P KVM, 16 CABLES, USB KB-US INTL | 5446 | 15% | 4663.8182
LRA185KMM16D-G01 | LCD,16P KVM, 16 CABLES, USB KB-US INTL, TAA Compliant | 5446 | 15% | 4663.8182
LRA185KMM8D-G01 | LCD,8P KVM, 8 CABLES, USB KB-US INTL, TAA Compliant | 4197 | 15% | 3594.2059
LRA185KMM-G01 | 18.5 LCD, USB KB, 2USB PASS-US INTL ENG, TAA Compliant | 1994 | 15% | 1707.6118
LT410 | LIQUITECT W/DPDT RELAY SUPERV | 174 | 15% | 149.0093
LT460 | Leak sensor | 296 | 15% | 253.487
LT460-Z20 | Zone Leak Detection Kit with 20 Foot Cable | 621 | 15% | 531.8089
LT460-Z30 | Zone Leak Detection Kit with 30 Foot Cable | 700 | 15% | 599.4625
LT460-Z45 | Zone Leak Detection Kit with 45 Foot Cable | 759 | 15% | 649.9886
LV3010P-001 | LongView single VGA,USB,audio,CATx 300M | 1966 | 15% | 1683.6333
LV3020P-001 | LongView dual VGA,USB,audio,CATx 300M | 3315 | 15% | 2838.8831
LV4010P-001 | LongView single DVI,USB,audio,CATx 50M | 1860 | 15% | 1592.8575
LV4020P-001 | LongView dual DVI,USB,audio,CATx 50M | 3315 | 15% | 2838.8831
LV5020P-001 | LongView dual DP,USB,audio,CATx 150M | 3416 | 15% | 2925.377
LV5500R-400 | Single Extender DP,4K60,USB2.0 | 1827 | 15% | 1564.5971
LV5500T-400 | Single Extender DP,4K60,USB2.0 | 1827 | 15% | 1564.5971
LV5520R-400 | Dual Extender DP,4K60,USB2.0 | 2070 | 15% | 1772.6963
LV5520T-400 | Dual Extender DP,4K60,USB2.0 | 2070 | 15% | 1772.6963
MEDIA-HMXMGR | Media Retention HMXMGR | 809 | 15% | 692.8074
MEUGXBD1BA0 | Basic Service Liebert GXT - Battery Cabinets | 579 | 15% | 495.8411
MEUGXBDES1 | ESTLSVC BATT GXT 1PM8x5 | 1795 | 15% | 1537.1931
MEUGXBDPR1 | PREFSVC BATT UPSGXT 1PM24X7 | 1990 | 15% | 1704.1863
MEUITA2BD1BA0 | BASCSVC BATT ITA2 0PM24x7 | 587 | 15% | 502.6921
MGXT031PM24 | PMSVC 3KVA UPSGXT 1PM24X7 | 1181 | 15% | 1011.3789
MGXT031PM85 | PMSVC 3KVA UPSGXT 1PM8X5 | 1125 | 15% | 963.4219
MGXT061PM24 | PMSVC 6KVA UPSGXT 1PM24X7 | 1216 | 15% | 1041.352
MGXT061PM85 | PMSVC 6KVA UPSGXT 1PM8X5 | 1216 | 15% | 1041.352
MGXT062PM24 | PMSVC 6KVA UPSGXT 2PM24X7 | 1495 | 15% | 1280.2806
MGXT062PM85 | PMSVC 6KVA UPSGXT 2PM8X5 | 1397 | 15% | 1196.3559
MGXT063PM24 | PMSVC 6KVA UPSGXT 3PM24X7 | 1722 | 15% | 1474.6778
MGXT063PM85 | PMSVC 6KVA UPSGXT 3PM8X5 | 1461 | 15% | 1251.1639
MGXT064PM24 | PMSVC 6KVA UPSGXT 4PM24X7 | 1979 | 15% | 1694.7661
MGXT064PM85 | PMSVC 6KVA UPSGXT 4PM8X5 | 1675 | 15% | 1434.4281
MGXT101PM24 | PMSVC 11KVA UPSGXT 1PM24X7 | 1812 | 15% | 1551.7515
MGXT101PM85 | 1PMSRVCM-F8-5UGX10KVA | 1812 | 15% | 1551.7515
MGXT102PM24 | PMSVC 11KVA UPSGXT 2PM24X7 | 2179 | 15% | 1866.0411
MGXT102PM85 | PMSVC 11KVA UPSGXT 2PM8X5 | 1986 | 15% | 1700.7607
MGXT103PM24 | PMSVC 11KVA UPSGXT 3PM24X7 | 2700 | 15% | 2312.2125
MGXT103PM85 | PMSVC 11KVA UPSGXT 3PM8X5 | 2286 | 15% | 1957.6733
MGXT104PM24 | PMSVC 11KVA UPSGXT 4PM24X7 | 3104 | 15% | 2658.188
MGXT104PM85 | PMSVC 11KVA UPSGXT 4PM8X5 | 2629 | 15% | 2251.4099
MGXT2061PM24 | PMSVC 6KVA UPSGXT2 1PM24X7 | 1216 | 15% | 1041.352
MGXT2061PM85 | PMSVC 6KVA UPSGXT2 1PM8X5 | 1216 | 15% | 1041.352
MGXT2062PM24 | PMSVC 6KVA UPSGXT2 2PM24X7 | 1571 | 15% | 1345.3651
MGXT2062PM85 | PMSVC 6KVA UPSGXT2 2PM8X5 | 1331 | 15% | 1139.8351
MGXT2063PM24 | PMSVC 6KVA UPSGXT2 3PM24X7 | 1808 | 15% | 1548.326
MGXT2063PM85 | PMSVC 6KVA UPSGXT2 3PM8X5 | 1534 | 15% | 1313.6792
MGXT2064PM24 | PMSVC 6KVA UPSGXT2 4PM24X7 | 2079 | 15% | 1780.4036
MGXT2064PM85 | PMSVC 6KVA UPSGXT2 4PM8X5 | 1759 | 15% | 1506.3636
MGXTBAT1PM24 | PM only 24x7 Liebert GXT – Battery Cabinets | 1411 | 15% | 1208.3451
MGXTBAT1PM85 | PMSVC BATT UPSGXT 1PM8X5 | 1216 | 15% | 1041.352
MGXTBAT2PM24 | PMSVC BATT UPSGXT 2PM24X7 | 1518 | 15% | 1299.9773
MGXTBAT2PM85 | PMSVC BATT UPSGXT 2PM8X5 | 1518 | 15% | 1299.9773
MGXTBAT3PM24 | PMSVC BATT UPSGXT 3PM24X7 | 2277 | 15% | 1949.9659
MGXTBAT3PM85 | PMSVC BATT UPSGXT 3PM8X5 | 2276 | 15% | 1949.1095
MGXTBAT4PM24 | PMSVC BATT UPSGXT 4PM24X7 | 2846 | 15% | 2437.2432
MGXTBAT4PM85 | PMSVC BATT UPSGXT 4PM8X5 | 2846 | 15% | 2437.2432
MMBAPS01BS | APS BASCSVC MODBATT 1BATSTRNG | 897 | 15% | 768.1684
MMBAPS01ES | APS ESTLSVC MODBATT 1BATSTRNG | 1802 | 15% | 1543.1878
MMBAPS01PR | APS PREFSVC MODBATT 1BATSTRNG | 1875 | 15% | 1605.7031
MMBAPS02BS | APS BASCSVC MODBATT 2BATSTRNG | 1025 | 15% | 877.7844
MMBAPS02ES | APS ESTLSVC MODBATT 2BATSTRNG | 1922 | 15% | 1645.9528
MMBAPS02PR | APS PREFSVC MODBATT 2BATSTRNG | 1996 | 15% | 1709.3245
MMBAPS03BS | APS BASCSVC MODBATT 3BATSTRNG | 1146 | 15% | 981.4058
MMBAPS03ES | APS ESTLSVC MODBATT 3BATSTRNG | 2039 | 15% | 1746.1486
MMBAPS03PR | APS PREFSVC MODBATT 3BATSTRNG | 2119 | 15% | 1814.6586
MMBAPS04BS | APS BASCSVC MODBATT 4BATSTRNG | 1268 | 15% | 1085.8835
MMBAPS04ES | APS ESTLSVC MODBATT 4BATSTRNG | 2163 | 15% | 1852.3391
MMBAPS04PR | APS PREFSVC MODBATT 4BATSTRNG | 2241 | 15% | 1919.1364
MMBAPS05BS | APS BASCSVC MODBATT 5BATSTRNG | 1387 | 15% | 1187.7921
MMBAPS05ES | APS ESTLSVC MODBATT 5BATSTRNG | 2285 | 15% | 1956.8169
MMBAPS05PR | APS PREFSVC MODBATT 5BATSTRNG | 2358 | 15% | 2019.3323
MMBAPS06BS | APS BASCSVC MODBATT 6BATSTRNG | 1510 | 15% | 1293.1263
MMBAPS06ES | APS ESTLSVC MODBATT 6BATSTRNG | 2405 | 15% | 2059.5819
MMBAPS06PR | APS PREFSVC MODBATT 6BATSTRNG | 2481 | 15% | 2124.6664
MMBAPS07BS | APS BASCSVC MODBATT 7BATSTRNG | 1629 | 15% | 1395.0349
MMBAPS07ES | APS ESTLSVC MODBATT 7BATSTRNG | 2527 | 15% | 2164.0596
MMBAPS07PR | APS PREFSVC MODBATT 7BATSTRNG | 2600 | 15% | 2226.575
MMICRO031PM24 | Vertiv 1-PH UPS PM7X24 | 1107 | 15% | 948.0071
MMICRO031PM85 | Vertiv 1-PH UPS PM8X5 | 1107 | 15% | 948.0071
MP2-115A | 2U MicroPod Maintenance Bypass for Liebert PSI 1000 and 1440VA, 120V UPS, PSA 350, 500 650 and 1000VA, 120V UPS and Liebert GXT 700, 1000 and 1500VA, 120V UPS | 432 | 15% | 369.954
MP2-115HW | 2U MicroPod Maintenance Bypass for Liebert PSI 1000 and 1440VA, 120V UPS, PSA 350, 500 650 and 1000VA, 120V UPS and Liebert GXT 700, 1000 and 1500VA, 120V UPS | 492 | 15% | 421.3365
MP2-120C | 2U MicroPod Maintenance Bypass for Liebert GXT 2000VA, 120V UPS | 504 | 15% | 431.613
MP2-120E | 2U MicroPod Maintenance Bypass for Liebert GXT 2000VA, 120V UPS (4) 5-20R (T-Slot), (1) L5-20R | 504 | 15% | 431.613
MP2-120HW | 2U MicroPod Maintenance Bypass for Liebert GXT 2000VA, 120V UPS | 516 | 15% | 441.8895
MP2-130C | 2U MicroPod Maintenance Bypass for Liebert PSI and Liebert GXT 3000VA, 120V UPS | 589 | 15% | 504.4049
MP2-130E | 2U MicroPod Maintenance Bypass for Liebert PSI and Liebert GXT 3000VA, 120V UPS | 612 | 15% | 524.1015
MP2-130HW | 2U MicroPod Maintenance Bypass for Liebert PSI and Liebert GXT 3000VA, 120V UPS | 589 | 15% | 504.4049
MP2-130P | 2U MicroPod Maintenance Bypass for Liebert PSI and Liebert GXT 3000VA, 120V UPS | 600 | 15% | 513.825
MP2-210K | 2U MicroPod Maintenance Bypass for Liebert PSI 1000, 1440 and 3000VA, 230V UPS, PSA 350, 500 650 and 1000VA, 230V UPS and Liebert GXT 700, 1000, 1500 and 2000VA, 230V UPS | 432 | 15% | 369.954
MP2-220K | 2U MicroPod Maintenance Bypass | 480 | 15% | 411.06
MP2-220L | 2U MicroPod Maintenance Bypass for Liebert GXT 3000VA, 230V UPS | 660 | 15% | 565.2075
MP2-220N | 2U MicroPod Maintenance Bypass for Liebert GXT 2700VA, 208V UPS | 600 | 15% | 513.825
MPU108EDAC-400 | 8 port, 1 digital KVM path, dual AC Power Supply "1 local user" TAA | 3161 | 15% | 2707.0014
MPU2016DAC-400 | 16 port, 2 digital KVM paths, dual AC Power Supply "1 local user" TAA | 7559 | 15% | 6473.3386
MPU2032DAC-400 | 32 port, 2 digital KVM paths, dual AC Power Supply "1 local user" TAA | 8588 | 15% | 7354.5485
MPU4032DAC-400 | 32 port, 4 digital KVM paths, dual AC Power Supply "1 local user" TAA | 12025 | 15% | 10297.9094
MPU8032DAC-400 | 32 port, 8 digital KVM paths, dual AC Power Supply "1 local user" TAA | 14601 | 15% | 12503.9314
MPUIQ-SRL | MergePoint Unity Serial IQ module | 165 | 15% | 141.3019
MPUIQ-VMCDP | Server Interface Module for DisplayPort video, USB keyboard/mouse supporting virtual media, CAC and USB2.0. Used with MPU appliance. | 220 | 15% | 188.4025
MPUIQ-VMCDV | Server Interface Module for DVI video, USB keyboard/mouse supporting virtual media, CAC and USB2.0. Used with MPU appliance. | 220 | 15% | 188.4025
MPUIQ-VMCHD | Server Interface Module for HDMI video, USB keyboard/mouse supporting virtual media, CAC and USB2.0. Used with MPU appliance. | 220 | 15% | 188.4025
MPUIQ-VMCHS-G01 | Server interface module for VGA, USB keyboard, mouse supporting virtual media, CAC and USB2.0. Used with DSR and MPU appliances. TAA Compliant | 220 | 15% | 188.4025
MSP-HDW | MSP Control Center Hardware Gateway | 1700 | 15% | 1455.8375
MSP-HPC | MSP Control Center Gateway Power Cord | 159 | 15% | 136.1636
MSP-LICENSE | MSP Control Center 25 Node Annual License | 1999 | 15% | 1711.8936
MSP-ONBOARD | MSP Control Center Onboarding And Setup | 3999 | 15% | 3424.6436
MSP-SWGATEWAY | MSP Control Center Software Gateway Annual License | 400 | 15% | 342.55
MUAPS0101B30 | APS BASRSD 1PWRMOD 1BATSTRNG | 2147 | 15% | 1838.6371
MUAPS0101BS | APS BASCSVC 1PWRMOD 1BATSTRNG | 1259 | 15% | 1078.1761
MUAPS0101E21 | APS ESSRSD 1PWRMOD 1BATSTRNG | 2200 | 15% | 1884.025
MUAPS0101ES | APS ESTLSVC 1PWRMOD 1BATSTRNG | 2140 | 15% | 1832.6425
MUAPS0101P11 | APS PREFRSD 1PWRMOD 1BATSTRNG | 2750 | 15% | 2355.0312
MUAPS0101PR | APS PREFSVC 1PWRMOD 1BATSTRNG | 2676 | 15% | 2291.6595
MUAPS0102B30 | APS BASRSD 1PWRMOD 2BATSTRNG | 2270 | 15% | 1943.9713
MUAPS0102BS | APS BASCSVC 1PWRMOD 2BATSTRNG | 1380 | 15% | 1181.7975
MUAPS0102E21 | APS ESSRSD 1PWRMOD 2BATSTRNG | 2322 | 15% | 1988.5028
MUAPS0102ES | APS ESTLSVC 1PWRMOD 2BATSTRNG | 2261 | 15% | 1936.2639
MUAPS0102P11 | APS PREFRSD 1PWRMOD 2BATSTRNG | 2875 | 15% | 2462.0781
MUAPS0102PR | APS PREFSVC 1PWRMOD 2BATSTRNG | 2796 | 15% | 2394.4245
MUAPS0103B30 | APS BASRSD 1PWRMOD 3BATSTRNG | 2392 | 15% | 2048.449
MUAPS0103BS | APS BASCSVC 1PWRMOD 3BATSTRNG | 1499 | 15% | 1283.7061
MUAPS0103E21 | APS ESSRSD 1PWRMOD 3BATSTRNG | 2447 | 15% | 2095.5496
MUAPS0103ES | APS ESTLSVC 1PWRMOD 3BATSTRNG | 2380 | 15% | 2038.1725
MUAPS0103P11 | APS PREFRSD 1PWRMOD 3BATSTRNG | 2997 | 15% | 2566.5559
MUAPS0103PR | APS PREFSVC 1PWRMOD 3BATSTRNG | 2914 | 15% | 2495.4768
MUAPS0104B30 | APS BASRSD 1PWRMOD 4BATSTRNG | 2518 | 15% | 2156.3522
MUAPS0104BS | APS BASCSVC 1PWRMOD 4BATSTRNG | 1620 | 15% | 1387.3275
MUAPS0104E21 | APS ESSRSD 1PWRMOD 4BATSTRNG | 2568 | 15% | 2199.171
MUAPS0104ES | APS ESTLSVC 1PWRMOD 4BATSTRNG | 2498 | 15% | 2139.2247
MUAPS0104P11 | APS PREFRSD 1PWRMOD 4BATSTRNG | 3121 | 15% | 2672.7464
MUAPS0104PR | APS PREFSVC 1PWRMOD 4BATSTRNG | 3036 | 15% | 2599.9545
MUAPS0105B30 | APS BASRSD 1PWRMOD 5BATSTRNG | 2652 | 15% | 2271.1065
MUAPS0105BS | APS BASCSVC 1PWRMOD 5BATSTRNG | 1740 | 15% | 1490.0925
MUAPS0105E21 | APS ESSRSD 1PWRMOD 5BATSTRNG | 2693 | 15% | 2306.2179
MUAPS0105ES | APS ESTLSVC 1PWRMOD 5BATSTRNG | 2619 | 15% | 2242.8461
MUAPS0105P11 | APS PREFRSD 1PWRMOD 5BATSTRNG | 3243 | 15% | 2777.2241
MUAPS0105PR | APS PREFSVC 1PWRMOD 5BATSTRNG | 3155 | 15% | 2701.8631
MUAPS0106B30 | APS BASRSD 1PWRMOD 6BATSTRNG | 2766 | 15% | 2368.7333
MUAPS0106BS | APS BASCSVC 1PWRMOD 6BATSTRNG | 1863 | 15% | 1595.4266
MUAPS0106E21 | APS ESSRSD 1PWRMOD 6BATSTRNG | 2817 | 15% | 2412.4084
MUAPS0106ES | APS ESTLSVC 1PWRMOD 6BATSTRNG | 2741 | 15% | 2347.3239
MUAPS0106P11 | APS PREFRSD 1PWRMOD 6BATSTRNG | 3366 | 15% | 2882.5583
MUAPS0106PR | APS PREFSVC 1PWRMOD 6BATSTRNG | 3276 | 15% | 2805.4845
MUAPS0107B30 | APS BASRSD 1PWRMOD 7BATSTRNG | 2888 | 15% | 2473.211
MUAPS0107BS | APS BASCSVC 1PWRMOD 7BATSTRNG | 1980 | 15% | 1695.6225
MUAPS0107E21 | APS ESSRSD 1PWRMOD 7BATSTRNG | 2942 | 15% | 2519.4552
MUAPS0107ES | APS ESTLSVC 1PWRMOD 7BATSTRNG | 2860 | 15% | 2449.2325
MUAPS0107P11 | APS PREFRSD 1PWRMOD 7BATSTRNG | 3490 | 15% | 2988.7488
MUAPS0107PR | APS PREFSVC 1PWRMOD 7BATSTRNG | 3394 | 15% | 2906.5368
MUAPS0201B30 | APS BASRSD 2PWRMOD 1BATSTRNG | 2214 | 15% | 1896.0142
MUAPS0201BS | APS BASCSVC 2PWRMOD 1BATSTRNG | 1326 | 15% | 1135.5532
MUAPS0201E21 | APS ESSRSD 2PWRMOD 1BATSTRNG | 2268 | 15% | 1942.2585
MUAPS0201ES | APS ESTLSVC 2PWRMOD 1BATSTRNG | 2205 | 15% | 1888.3069
MUAPS0201P11 | APS PREFRSD 2PWRMOD 1BATSTRNG | 2817 | 15% | 2412.4084
MUAPS0201PR | APS PREFSVC 2PWRMOD 1BATSTRNG | 2741 | 15% | 2347.3239
MUAPS0202B30 | APS BASRSD 2PWRMOD 2BATSTRNG | 2338 | 15% | 2002.2048
MUAPS0202BS | APS BASCSVC 2PWRMOD 2BATSTRNG | 1447 | 15% | 1239.1746
MUAPS0202E21 | APS ESSRSD 2PWRMOD 2BATSTRNG | 2390 | 15% | 2046.7363
MUAPS0202ES | APS ESTLSVC 2PWRMOD 2BATSTRNG | 2323 | 15% | 1989.3591
MUAPS0202P11 | APS PREFRSD 2PWRMOD 2BATSTRNG | 2942 | 15% | 2519.4552
MUAPS0202PR | APS PREFSVC 2PWRMOD 2BATSTRNG | 2860 | 15% | 2449.2325
MUAPS0203B30 | APS BASRSD 2PWRMOD 3BATSTRNG | 2460 | 15% | 2106.6825
MUAPS0203BS | APS BASCSVC 2PWRMOD 3BATSTRNG | 1565 | 15% | 1340.2269
MUAPS0203E21 | APS ESSRSD 2PWRMOD 3BATSTRNG | 2515 | 15% | 2153.7831
MUAPS0203ES | APS ESTLSVC 2PWRMOD 3BATSTRNG | 2445 | 15% | 2093.8369
MUAPS0203P11 | APS PREFRSD 2PWRMOD 3BATSTRNG | 3064 | 15% | 2623.933
MUAPS0203PR | APS PREFSVC 2PWRMOD 3BATSTRNG | 2980 | 15% | 2551.9975
MUAPS0204B30 | APS BASRSD 2PWRMOD 4BATSTRNG | 2584 | 15% | 2212.873
MUAPS0204BS | APS BASCSVC 2PWRMOD 4BATSTRNG | 1685 | 15% | 1442.9919
MUAPS0204E21 | APS ESSRSD 2PWRMOD 4BATSTRNG | 2638 | 15% | 2259.1172
MUAPS0204ES | APS ESTLSVC 2PWRMOD 4BATSTRNG | 2565 | 15% | 2196.6019
MUAPS0204P11 | APS PREFRSD 2PWRMOD 4BATSTRNG | 3188 | 15% | 2730.1235
MUAPS0204PR | APS PREFSVC 2PWRMOD 4BATSTRNG | 3102 | 15% | 2656.4752
MUAPS0205B30 | APS BASRSD 2PWRMOD 5BATSTRNG | 2707 | 15% | 2318.2071
MUAPS0205BS | APS BASCSVC 2PWRMOD 5BATSTRNG | 1804 | 15% | 1544.9005
MUAPS0205E21 | APS ESSRSD 2PWRMOD 5BATSTRNG | 2763 | 15% | 2366.1641
MUAPS0205ES | APS ESTLSVC 2PWRMOD 5BATSTRNG | 2685 | 15% | 2299.3669
MUAPS0205P11 | APS PREFRSD 2PWRMOD 5BATSTRNG | 3312 | 15% | 2836.314
MUAPS0205PR | APS PREFSVC 2PWRMOD 5BATSTRNG | 3221 | 15% | 2758.3839
MUAPS0206B30 | APS BASRSD 2PWRMOD 6BATSTRNG | 2832 | 15% | 2425.254
MUAPS0206BS | APS BASCSVC 2PWRMOD 6BATSTRNG | 1926 | 15% | 1649.3782
MUAPS0206E21 | APS ESSRSD 2PWRMOD 6BATSTRNG | 2884 | 15% | 2469.7855
MUAPS0206ES | APS ESTLSVC 2PWRMOD 6BATSTRNG | 2807 | 15% | 2403.8446
MUAPS0206P11 | APS PREFRSD 2PWRMOD 6BATSTRNG | 3435 | 15% | 2941.6481
MUAPS0206PR | APS PREFSVC 2PWRMOD 6BATSTRNG | 3341 | 15% | 2861.1489
MUAPS0207B30 | APS BASRSD 2PWRMOD 7BATSTRNG | 2955 | 15% | 2530.5881
MUAPS0207BS | APS BASCSVC 2PWRMOD 7BATSTRNG | 2044 | 15% | 1750.4305
MUAPS0207E21 | APS ESSRSD 2PWRMOD 7BATSTRNG | 3006 | 15% | 2574.2632
MUAPS0207ES | APS ESTLSVC 2PWRMOD 7BATSTRNG | 2926 | 15% | 2505.7533
MUAPS0207P11 | APS PREFRSD 2PWRMOD 7BATSTRNG | 3558 | 15% | 3046.9823
MUAPS0207PR | APS PREFSVC 2PWRMOD 7BATSTRNG | 3461 | 15% | 2963.9139
MUAPS0301B30 | APS BASRSD 3PWRMOD 1BATSTRNG | 2280 | 15% | 1952.535
MUAPS0301BS | APS BASCSVC 3PWRMOD 1BATSTRNG | 1391 | 15% | 1191.2176
MUAPS0301E21 | APS ESSRSD 3PWRMOD 1BATSTRNG | 2334 | 15% | 1998.7793
MUAPS0301ES | APS ESTLSVC 3PWRMOD 1BATSTRNG | 2270 | 15% | 1943.9713
MUAPS0301P11 | APS PREFRSD 3PWRMOD 1BATSTRNG | 2884 | 15% | 2469.7855
MUAPS0301PR | APS PREFSVC 3PWRMOD 1BATSTRNG | 2807 | 15% | 2403.8446
MUAPS0302B30 | APS BASRSD 3PWRMOD 2BATSTRNG | 2405 | 15% | 2059.5819
MUAPS0302BS | APS BASCSVC 3PWRMOD 2BATSTRNG | 1511 | 15% | 1293.9826
MUAPS0302E21 | APS ESSRSD 3PWRMOD 2BATSTRNG | 2457 | 15% | 2104.1134
MUAPS0302ES | APS ESTLSVC 3PWRMOD 2BATSTRNG | 2391 | 15% | 2047.5926
MUAPS0302P11 | APS PREFRSD 3PWRMOD 2BATSTRNG | 3006 | 15% | 2574.2632
MUAPS0302PR | APS PREFSVC 3PWRMOD 2BATSTRNG | 2926 | 15% | 2505.7533
MUAPS0303B30 | APS BASRSD 3PWRMOD 3BATSTRNG | 2527 | 15% | 2164.0596
MUAPS0303BS | APS BASCSVC 3PWRMOD 3BATSTRNG | 1631 | 15% | 1396.7476
MUAPS0303E21 | APS ESSRSD 3PWRMOD 3BATSTRNG | 2582 | 15% | 2211.1602
MUAPS0303ES | APS ESTLSVC 3PWRMOD 3BATSTRNG | 2512 | 15% | 2151.214
MUAPS0303P11 | APS PREFRSD 3PWRMOD 3BATSTRNG | 3131 | 15% | 2681.3101
MUAPS0303PR | APS PREFSVC 3PWRMOD 3BATSTRNG | 3047 | 15% | 2609.3746
MUAPS0304B30 | APS BASRSD 3PWRMOD 4BATSTRNG | 2652 | 15% | 2271.1065
MUAPS0304BS | APS BASCSVC 3PWRMOD 4BATSTRNG | 1750 | 15% | 1498.6562
MUAPS0304E21 | APS ESSRSD 3PWRMOD 4BATSTRNG | 2705 | 15% | 2316.4944
MUAPS0304ES | APS ESTLSVC 3PWRMOD 4BATSTRNG | 2632 | 15% | 2253.979
MUAPS0304P11 | APS PREFRSD 3PWRMOD 4BATSTRNG | 3253 | 15% | 2785.7879
MUAPS0304PR | APS PREFSVC 3PWRMOD 4BATSTRNG | 3166 | 15% | 2711.2832
MUAPS0305B30 | APS BASRSD 3PWRMOD 5BATSTRNG | 2775 | 15% | 2376.4406
MUAPS0305BS | APS BASCSVC 3PWRMOD 5BATSTRNG | 1871 | 15% | 1602.2776
MUAPS0305E21 | APS ESSRSD 3PWRMOD 5BATSTRNG | 2828 | 15% | 2421.8285
MUAPS0305ES | APS ESTLSVC 3PWRMOD 5BATSTRNG | 2749 | 15% | 2354.1749
MUAPS0305P11 | APS PREFRSD 3PWRMOD 5BATSTRNG | 3378 | 15% | 2892.8347
MUAPS0305PR | APS PREFSVC 3PWRMOD 5BATSTRNG | 3285 | 15% | 2813.1919
MUAPS0306B30 | APS BASRSD 3PWRMOD 6BATSTRNG | 3064 | 15% | 2623.933
MUAPS0306BS | APS BASCSVC 3PWRMOD 6BATSTRNG | 1990 | 15% | 1704.1863
MUAPS0306E21 | APS ESSRSD 3PWRMOD 6BATSTRNG | 2906 | 15% | 2488.6258
MUAPS0306ES | APS ESTLSVC 3PWRMOD 6BATSTRNG | 2871 | 15% | 2458.6526
MUAPS0306P11 | APS PREFRSD 3PWRMOD 6BATSTRNG | 3501 | 15% | 2998.1689
MUAPS0306PR | APS PREFSVC 3PWRMOD 6BATSTRNG | 3405 | 15% | 2915.9569
MUAPS0402B30 | APS BASRSD 4PWRMOD 2BATSTRNG | 2615 | 15% | 2239.4206
MUAPS0402BS | APS BASCSVC 4PWRMOD 2BATSTRNG | 1781 | 15% | 1525.2039
MUAPS0402E21 | APS ESSRSD 4PWRMOD 2BATSTRNG | 2438 | 15% | 2087.8422
MUAPS0402ES | APS ESTLSVC 4PWRMOD 2BATSTRNG | 2464 | 15% | 2110.108
MUAPS0402P11 | APS PREFRSD 4PWRMOD 2BATSTRNG | 2969 | 15% | 2542.5774
MUAPS0402PR | APS PREFSVC 4PWRMOD 2BATSTRNG | 3000 | 15% | 2569.125
MUAPS0403B30 | APS BASRSD 4PWRMOD 3BATSTRNG | 2596 | 15% | 2223.1495
MUAPS0403BS | APS BASCSVC 4PWRMOD 3BATSTRNG | 1697 | 15% | 1453.2684
MUAPS0403E21 | APS ESSRSD 4PWRMOD 3BATSTRNG | 2648 | 15% | 2267.681
MUAPS0403ES | APS ESTLSVC 4PWRMOD 3BATSTRNG | 2574 | 15% | 2204.3093
MUAPS0403P11 | APS PREFRSD 4PWRMOD 3BATSTRNG | 3199 | 15% | 2739.5436
MUAPS0403PR | APS PREFSVC 4PWRMOD 3BATSTRNG | 3111 | 15% | 2664.1826
MUAPS0404B30 | APS BASRSD 4PWRMOD 4BATSTRNG | 2718 | 15% | 2327.6273
MUAPS0404BS | APS BASCSVC 4PWRMOD 4BATSTRNG | 1817 | 15% | 1556.0334
MUAPS0404E21 | APS ESSRSD 4PWRMOD 4BATSTRNG | 2772 | 15% | 2373.8715
MUAPS0404ES | APS ESTLSVC 4PWRMOD 4BATSTRNG | 2696 | 15% | 2308.787
MUAPS0404P11 | APS PREFRSD 4PWRMOD 4BATSTRNG | 3321 | 15% | 2844.0214
MUAPS0404PR | APS PREFSVC 4PWRMOD 4BATSTRNG | 3231 | 15% | 2766.9476
MUAPS0405B30 | APS BASRSD 4PWRMOD 5BATSTRNG | 2841 | 15% | 2432.9614
MUAPS0405BS | APS BASCSVC 4PWRMOD 5BATSTRNG | 1935 | 15% | 1657.0856
MUAPS0405E21 | APS ESSRSD 4PWRMOD 5BATSTRNG | 2894 | 15% | 2478.3493
MUAPS0405ES | APS ESTLSVC 4PWRMOD 5BATSTRNG | 2816 | 15% | 2411.552
MUAPS0405P11 | APS PREFRSD 4PWRMOD 5BATSTRNG | 3446 | 15% | 2951.0683
MUAPS0405PR | APS PREFSVC 4PWRMOD 5BATSTRNG | 3352 | 15% | 2870.569
MUAPS0406B30 | APS BASRSD 4PWRMOD 6BATSTRNG | 2965 | 15% | 2539.1519
MUAPS0406BS | APS BASCSVC 4PWRMOD 6BATSTRNG | 2057 | 15% | 1761.5634
MUAPS0406E21 | APS ESSRSD 4PWRMOD 6BATSTRNG | 3019 | 15% | 2585.3961
MUAPS0406ES | APS ESTLSVC 4PWRMOD 6BATSTRNG | 2936 | 15% | 2514.317
MUAPS0406P11 | APS PREFRSD 4PWRMOD 6BATSTRNG | 3569 | 15% | 3056.4024
MUAPS0406PR | APS PREFSVC 4PWRMOD 6BATSTRNG | 3471 | 15% | 2972.4776
MUAPS0503B30 | APS BASRSD 5PWRMOD 3BATSTRNG | 2662 | 15% | 2279.6703
MUAPS0503BS | APS BASCSVC 5PWRMOD 3BATSTRNG | 1762 | 15% | 1508.9328
MUAPS0503E21 | APS ESSRSD 5PWRMOD 3BATSTRNG | 2715 | 15% | 2325.0581
MUAPS0503ES | APS ESTLSVC 5PWRMOD 3BATSTRNG | 2641 | 15% | 2261.6864
MUAPS0503P11 | APS PREFRSD 5PWRMOD 3BATSTRNG | 3266 | 15% | 2796.9208
MUAPS0503PR | APS PREFSVC 5PWRMOD 3BATSTRNG | 3177 | 15% | 2720.7034
MUAPS0504B30 | APS BASRSD 5PWRMOD 4BATSTRNG | 2788 | 15% | 2387.5735
MUAPS0504BS | APS BASCSVC 5PWRMOD 4BATSTRNG | 1883 | 15% | 1612.5541
MUAPS0504E21 | APS ESSRSD 5PWRMOD 4BATSTRNG | 2840 | 15% | 2432.105
MUAPS0504ES | APS ESTLSVC 5PWRMOD 4BATSTRNG | 2764 | 15% | 2367.0205
MUAPS0504P11 | APS PREFRSD 5PWRMOD 4BATSTRNG | 3388 | 15% | 2901.3985
MUAPS0504PR | APS PREFSVC 5PWRMOD 4BATSTRNG | 3296 | 15% | 2822.612
MUAPS0505B30 | APS BASRSD 5PWRMOD 5BATSTRNG | 2911 | 15% | 2492.9076
MUAPS0505BS | APS BASCSVC 5PWRMOD 5BATSTRNG | 2003 | 15% | 1715.3191
MUAPS0505E21 | APS ESSRSD 5PWRMOD 5BATSTRNG | 2962 | 15% | 2536.5828
MUAPS0505ES | APS ESTLSVC 5PWRMOD 5BATSTRNG | 2882 | 15% | 2468.0727
MUAPS0505P11 | APS PREFRSD 5PWRMOD 5BATSTRNG | 3511 | 15% | 3006.7326
MUAPS0505PR | APS PREFSVC 5PWRMOD 5BATSTRNG | 3417 | 15% | 2926.2334
MUAPS0604B30 | APS BASRSD 6PWRMOD 4BATSTRNG | 2854 | 15% | 2444.0943
MUAPS0604BS | APS BASCSVC 6PWRMOD 4BATSTRNG | 1947 | 15% | 1667.3621
MUAPS0604E21 | APS ESSRSD 6PWRMOD 4BATSTRNG | 2905 | 15% | 2487.7694
MUAPS0604ES | APS ESTLSVC 6PWRMOD 4BATSTRNG | 2826 | 15% | 2420.1157
MUAPS0604P11 | APS PREFRSD 6PWRMOD 4BATSTRNG | 3457 | 15% | 2960.4884
MUAPS0604PR | APS PREFSVC 6PWRMOD 4BATSTRNG | 3362 | 15% | 2879.1328
MUAPS0605B30 | APS BASRSD 6PWRMOD 5BATSTRNG | 3023 | 15% | 2588.8216
MUAPS0605BS | APS BASCSVC 6PWRMOD 5BATSTRNG | 2067 | 15% | 1770.1271
MUAPS0605E21 | APS ESSRSD 6PWRMOD 5BATSTRNG | 3028 | 15% | 2593.1035
MUAPS0605ES | APS ESTLSVC 6PWRMOD 5BATSTRNG | 2947 | 15% | 2523.7371
MUAPS0605P11 | APS PREFRSD 6PWRMOD 5BATSTRNG | 3579 | 15% | 3064.9661
MUAPS0605PR | APS PREFSVC 6PWRMOD 5BATSTRNG | 3481 | 15% | 2981.0414
MUAPSMBCBS | APS BASCSVC MBC | 643 | 15% | 550.6491
MUAPSMBCES | APS ESTLSVC MBC | 937 | 15% | 802.4234
MUAPSMBCP11 | APS PREFRSD MBC | 1082 | 15% | 926.5978
MUAPSMBCPR | APS PREFSVC MBC | 1154 | 15% | 988.2568
MUAPSPMONLY7X24 | APS PMONLY 7X24 ANYCONFIG | 1762 | 15% | 1508.9328
MUAPSPMONLY8X5 | APS PMONLY 8X5 ANYCONFIG | 1318 | 15% | 1128.7023
MUGXT15-20K1PM24 | PMSVC 15KVA GXT 24X7 PM1 | 1687 | 15% | 1444.7046
MUGXT15-20K1PM85 | PMSVC 15KVA GXT 8X5 PM1 | 1687 | 15% | 1444.7046
MUGXT15-20KBA0 | BASC 15KVA GXT 24X7 PM0 | 3193 | 15% | 2734.4054
MUGXT15-20KES1 | ESTL 15KVA GXT 8X5 PM1 | 3193 | 15% | 2734.4054
MUGXT15-20KPR1 | PREF 15KVA GXT 24X7 PM1 | 3193 | 15% | 2734.4054
MUGXT3-10K1PM24 | PMSVC 8-10KVA GXT3 24X7 PM1 | 1705 | 15% | 1460.1194
MUGXT3-10K1PM85 | PM ONLY M-F 8 TO 5 LBRT GXT3 - 8-10 KVA | 1729 | 15% | 1480.6724
MUGXT3-10KBA0 | BASC 8-10KVA GXT3 24X7 PM0 | 1277 | 15% | 1093.5909
MUGXT3-10KES1 | ESTL 8-10KVA GXT3 8X5 PM1 | 3222 | 15% | 2759.2402
MUGXT3-10KPR1 | PREF 8-10KVA GXT3 24X7 PM1 | 3807 | 15% | 3260.2196
MUGXT3-6K1PM24 | PMSVC 5-6KVA GXT3 24X7 PM1 | 1143 | 15% | 978.8366
MUGXT3-6K1PM85 | PM ONLY M-F 8 TO 5 LBRT GXT3 - 5-6 KVA | 1158 | 15% | 991.6823
MUGXT3-6KBA0 | BASC 5-6KVA GXT3 24X7 PM0 | 857 | 15% | 733.9134
MUGXT3-6KES1 | ESTL 5-6KVA GXT3 8X5 PM1 | 2063 | 15% | 1766.7016
MUGXT3-6KPR1 | PREF 5-6KVA GXT3 24X7 PM1 | 2396 | 15% | 2051.8745
MUGXT-3MTY30WYN | BASIC LIFE GXT 1-3K (Note: only for 1 user: Wyndham) | 35 | 15% | 29.9731
MUGXT-6MTY30WYN | BASIC LIFE GXT 5-6K (Note: only for 1 user: Wyndham) | 40 | 15% | 34.255
MUITA2-10K1PM24 | PMSVC ITA2 8-10KVA 1PM24x7 | 1924 | 15% | 1647.6655
MUITA2-10KBA0 | BASCSVC ITA2 8-10KVA 0PM24x7 | 1428 | 15% | 1222.9035
MUITA2-10KES1 | ESTLSVC ITA2 8-10KVA 1PM8x5 | 3596 | 15% | 3079.5245
MUITA2-10KPR1 | PREFSVC ITA2 8-10KVA 1PM24x7 | 4248 | 15% | 3637.881
MUITA2-MBC1PM24 | PMSVC 8-10 ITA2 MBC 24x7 PM1 | 690 | 15% | 590.8988
MUITA2-MBCBA0 | BASCSVC 8-10 ITA2 MBC PM0 | 746 | 15% | 638.8558
MUITA2-MBCES1 | ESTLSVC 8-10 ITA2 MBC PM1 | 1088 | 15% | 931.736
MUITA2-MBCPR1 | PREFSVC 8-10 ITA2 MBC PM1 | 1338 | 15% | 1145.8298
MUNF0606ES | Nfinity UPS Maintenance (6) Power Modules (6) Battery Modules Essential Service | 3134 | 15% | 2683.8793
MUUGX031BA0 | BASCSVC 3KVA UPSGXT 0PM24X6 | 568 | 15% | 486.421
MUUGX03ES1 | ESTLSVC3KVAGXT 1PM8x5 | 1181 | 15% | 1011.3789
MUUGX03PR1 | PREFSVC 3KVA UPSGXT 1PM24X7 | 1369 | 15% | 1172.3774
MUUGX061BA0 | BASCSVC 6KVA UPSGXT 0PM24X7 | 867 | 15% | 742.4771
MUUGX06ES1 | ESTLSVC6KVAGXT 1PM8x5 | 2093 | 15% | 1792.3929
MUUGX06PR1 | PREFSVC 6KVA UPSGXT 1PM24X7 | 2431 | 15% | 2081.8476
MUUGX101BA0 | BASIC LIEBERT GXT3 - 8 - 10 KVA | 1295 | 15% | 1109.0056
MUUGX10ES1 | ESSENTIAL LIEBERT GXT3 - 8 - 10 KVA | 3271 | 15% | 2801.2026
MUUGX10PR1 | PREFERRED LIEBERT GXT3 - 8 - 10 KVA | 3862 | 15% | 3307.3203
MUUGX2061BA0 | BASCSVC 6KVA UPSGXT2 0PM24X7 | 826 | 15% | 707.3658
MUUGX206ES1 | ESTLSVC6KVAGXT2 1PM8X5 | 2093 | 15% | 1792.3929
MUUGX206PR1 | PREFSVC 6KVA UPSGXT2 1PM24X7 | 2431 | 15% | 2081.8476
MUUMICRO031BA0 | Vertiv 1-PH UPS BAS Contract | 656 | 15% | 561.782
MUUMICRO03ES1 | Vertiv 1-PH UPS ESSL1 Contract | 1517 | 15% | 1299.1209
MUUMICRO03PR1 | Vertiv 1-PH UPS PERF1 Contract | 1668 | 15% | 1428.4335
MXMGR-EVAL-R2 | Matrix Manager Software 60 day evaluation | $ - | 15% | #VALUE!
MXMGR-R2 | Matrix Manager Software | 7004 | 15% | 5998.0505
MXMGR-SUB-R2 | Matrix Manager Software Plan - Upgrade Protection, 1YGLD | 703 | 15% | 602.0316
MXT5110-DVI | Matrix Transmitter, Direct Connect, CatX, DVI-D with CBL0086 included | 1512 | 15% | 1294.839
MXT5120-VGA | Matrix Transmitter, Direct Connect, CatX, VGA with CBL0087 included | 1512 | 15% | 1294.839
NBATTMOD | Nfinity System Expansion Battery Module | 1334 | 15% | 1142.4042
NFORM-100D | 100 Device License | 2077 | 15% | 1778.6909
NFORM-100D-SA1Y | 1YR Software Assurance for NFORM 100D | 384 | 15% | 328.848
NFORM-100D-SA3Y | NFORM-100D-SA3Y | 1042 | 15% | 892.3428
NFORM-100D-SA5Y | NFORM-100D-SA5Y | 1576 | 15% | 1349.647
NFORM-30D | 30 Device License | 714 | 15% | 611.4518
NFORM-30D-SA1Y | 1YR Software Assurance for NFORM 30D | 132 | 15% | 113.0415
NFORM-30D-SA3Y | NFORM-30D-SA3Y | 358 | 15% | 306.5823
NFORM-30D-SA5Y | NFORM-30D-SA5Y | 542 | 15% | 464.1553
NFORM-500D | 500 Device License | 6490 | 15% | 5557.8738
NFORM-500D-SA1F | NFORM-500D-SA1F | 2804 | 15% | 2401.2755
NFORM-500D-SA1Y | 1YR Software Assurance for NFORM 500D | 1203 | 15% | 1030.2191
NFORM-500D-SA3Y | NFORM-500D-SA3Y | 3261 | 15% | 2792.6389
NFORM-500D-SA5Y | NFORM-500D-SA5Y | 4928 | 15% | 4220.216
NFORM-ENT-SA1Y | 1YR Software Assurance for NFORM ENT | 4048 | 15% | 3466.606
NFORM-ENT-SA3Y | Nform-ENT 3 Year Software Ass | 10970 | 15% | 9394.4338
NFORM-ENT-SA5Y | Nform-ENT 5 Year Software Ass | 16577 | 15% | 14196.1284
NFORM-EXP-SA1F | SOFTWARE ASSURANCE EXPRESS-1YEAR | 5867 | 15% | 5024.3521
NFORM-EXP-SA1Y | 1YR Software Assurance for NFORM EXP | 857 | 15% | 733.9134
NFORM-EXP-SA3Y | Nform EXP 3 Years Software Ass | 2321 | 15% | 1987.6464
NFORM-EXP-SA5Y | Nform EXP 5 Years Software Ass | 3507 | 15% | 3003.3071
NFORM-STD-SA1Y | 1YR Software Assurance for NFORM STD | 1601 | 15% | 1371.0564
NFORM-STD-SA3Y | Nform-STD 3 Year Software Ass | 4338 | 15% | 3714.9547
NFORM-STD-SA5Y | Nform-STD 5 Year Software Ass | 6556 | 15% | 5614.3945
NFORM-STD-UP | Upgrade from Nform 2.0 to 4.0 platform | 6820 | 15% | 5840.4775
NFORM-SUP-SA1Y | Nform upgrade Software Assur. | 3281 | 15% | 2809.7664
NI30045 | rPDU, Monitored Unit Level EC, 20A, 120V, 1.9kW, Vertical, (24) NEMA 5-20R, 10ft power cord with 5-20P, Black Powder Coat. | 893 | 15% | 764.7429
NI30047L | rPDU, Monitored Unit Level EC, 30A, 208V, 4.9kW, Vertical, (30) Locking IEC C13, (6) Locking IEC C19, 10ft power cord with L6-30P, Black Powder Coat. | 1315 | 15% | 1126.1331
NI30048L | rPDU, Monitored Unit Level EC, 30A, 208V, 4.9kW, Vertical, (30) Locking IEC C13, (6) Locking IEC C19, 10ft power cord with 2P+E (IP44), Black Powder Coat. | 1417 | 15% | 1213.4834
NI30049L | rPDU, Monitored Unit Level EC, 20A, 120/208V WYE, 5.7kW, Vertical, (33) Locking IEC C13, (6) Locking IEC C19, (2) NEMA 5-20R, 10ft power cord with L21-20P, Black Powder Coat. | 1237 | 15% | 1059.3359
NI30050L | rPDU, Monitored Unit Level EC, 20A, 120/208V WYE, 5.7kW, Vertical, (36) Locking IEC C13, (6) Locking IEC C19, 10ft power cord with L21-20P, Black Powder Coat. | 1270 | 15% | 1087.5963
NI30051L | rPDU, Monitored Unit Level EC, 30A, 120/208V WYE, 8.6kW, Vertical, (24) Locking IEC C13, (6) Locking IEC C19, 10ft power cord with L21-30P, Black Powder Coat. | 1499 | 15% | 1283.7061
NI30052L | rPDU, Monitored Unit Level EC, 30A, 208V DELTA, 8.6kW, Vertical, (24) Locking IEC C13, (6) Locking IEC C19, 10ft power cord with L15-30P, Black Powder Coat. | 1495 | 15% | 1280.2806
NI30053L | rPDU, Monitored Unit Level EC, 35A, 208V DELTA, 10.0kW, Vertical, (24) Locking IEC C13, (6) Locking IEC C19, 10ft power cord with 3P+E CA, Black Powder Coat. | 1788 | 15% | 1531.1985
NI30055L | rPDU, Monitored Unit Level EC, 30A, 230/400V WYE, 16.6kW, Vertical, (24) Locking IEC C13, (6) Locking IEC C19, 10ft power cord with 3P+N+E (IP44), Black Powder Coat. | 1969 | 15% | 1686.2024
NI30056L | rPDU, Monitored Unit Level EC, 30A, 230/400V WYE, 16.6kW, Vertical, (24) Locking IEC C13, (6) Locking IEC C19, 10ft power cord with L22-30P, Black Powder Coat. | 1569 | 15% | 1343.6524
NI30058L | rPDU, Monitored Unit Level EC, 60A, 208V DELTA, 17.2kW, Vertical, (12) Locking IEC C13, (12) Locking IEC C19, 10ft power cord with 3P+E (IP44), Black Powder Coat. | 2638 | 15% | 2259.1172
NI30059L | rPDU, Monitored Unit Level EC, 60A, 208V DELTA, 17.2kW, Horizontal, (3) Locking IEC C13, (12) Locking IEC C19, 10ft power cord with 3P+E (IP44), Black Powder Coat. | 2554 | 15% | 2187.1818
NI30060L | rPDU, Monitored Unit Level EC, 60A, 208V DELTA, 17.2kW, Vertical, (30) Locking IEC C13, 10ft power cord with 3P+E (IP44), Black Powder Coat. | 2698 | 15% | 2310.4997
NI30061L | rPDU, Monitored Unit Level EC, 40A, 230/400V WYE, 27.6kW, Vertical, (30) Locking IEC C13, (12) Locking IEC C19, 10ft power cord with 3P+N+E (IP44), Black Powder Coat. | 2930 | 15% | 2509.1788
NI30062L | rPDU, Monitored Unit Level EC, 50A, 208V DELTA, 14.4kW, Vertical, (12) Locking IEC C13, (12) Locking IEC C19, 10ft power cord with 3P+E CA, Black Powder Coat. | 2203 | 15% | 1886.5941
NI30063L | rPDU, Monitored Unit Level EC, 50A, 208V DELTA, 14.4kW, Vertical, (6) Locking IEC C13, (18) Locking IEC C19, 10ft power cord with 3P+E CA, Black Powder Coat. | 2239 | 15% | 1917.4236
NI30064L | rPDU, Monitored Unit Level EC, 60A, 208V DELTA, 17.2kW, Vertical, (6) Locking IEC C13, (18) Locking IEC C19, 10ft power cord with 3P+E (IP44), Black Powder Coat. | 2669 | 15% | 2285.6649
NI30065L | rPDU, Monitored Unit Level EC, 50A, 208V DELTA, 14.4kW, Horizontal, (3) Locking IEC C13, (12) Locking IEC C19, 10ft power cord with 3P+E CA, Black Powder Coat. | 2121 | 15% | 1816.3714
NI30066L | rPDU, Monitored Unit Level EC, 50A, 208V DELTA, 14.4kW, Vertical, (30) Locking IEC C13, 10ft power cord with 3P+E CA, Black Powder Coat. | 2225 | 15% | 1905.4344
NI30067L | rPDU, Monitored Unit Level EC, 50A, 208V DELTA, 14.4kW, Vertical, (36) Locking IEC C13, (12) Locking IEC C19, 10ft power cord with 3P+E CA, Black Powder Coat. | 2534 | 15% | 2170.0543
NI30068L | rPDU, Monitored Unit Level EC, 60A, 208V DELTA, 17.2kW, Vertical, (36) Locking IEC C13, (12) Locking IEC C19, 10ft power cord with 3P+E (IP44), Black Powder Coat. | 2968 | 15% | 2541.721
NI30069L | rPDU, Monitored Unit Level EC, 50A, 208V DELTA, 14.4kW, Vertical, (48) Locking IEC C13, 10ft power cord with 3P+E CA, Black Powder Coat. | 2356 | 15% | 2017.6195
NI30070L | rPDU, Monitored Unit Level EC, 60A, 208V DELTA, 17.2kW, Vertical, (48) Locking IEC C13, 10ft power cord with 3P+E (IP44), Black Powder Coat. | 2759 | 15% | 2362.7386
NI30071L | rPDU, Monitored Unit Level EC, 60A, 208V, 9.9kW, Vertical, (18) Locking IEC C13, (6) Locking IEC C19, 10ft power cord with 2P+E (IP44), Black Powder Coat. | 2026 | 15% | 1735.0158
NI30072L | rPDU, Monitored Unit Level EC, 60A, 208V, 9.9kW, Vertical, (42) Locking IEC C13, (6) Locking IEC C19, 10ft power cord with 2P+E (IP44), Black Powder Coat. | 2347 | 15% | 2009.9121
NI30073 | rPDU, Monitored Unit Level EC, 30A, 208V, 4.9kW, Vertical, (30) IEC C13, (6) IEC C19, 10ft power cord with L6- 30P, Black Powder Coat. | 1157 | 15% | 990.8259
NI30075 | rPDU, Monitored Unit Level EC, 30A, 208V DELTA, 8.6kW, Vertical, (36) IEC C13, (6) IEC C19, 10ft power cord with L15-30P, Black Powder Coat. | 1301 | 15% | 1114.1439
NI30076 | rPDU, Monitored Unit Level EC, 30A, 120/208V WYE, 8.6kW, Vertical, (36) IEC C13, (6) IEC C19, 10ft power cord with L21-30P, Black Powder Coat. | 1292 | 15% | 1106.4365
NI30077 | rPDU, Monitored Unit Level EC, 30A, 120/208V WYE, 8.6kW, Vertical, (24) IEC C13, (3) IEC C19, (6) NEMA 5-20R, 10ft power cord with L21-30P, Black Powder Coat. | 1376 | 15% | 1178.372
NI30078 | rPDU, Monitored Unit Level EC, 30A, 120/208V WYE, 8.6kW, Vertical, (24) NEMA 5-20R, 10ft power cord with L21- 30P, Black Powder Coat. | 1395 | 15% | 1194.6431
NI30079 | rPDU, Monitored Unit Level EC, 30A, 120/208V WYE, 8.6kW, Vertical, (30) IEC C13, (6) IEC C19, (2) NEMA 5-20R, 10ft power cord with L21-30P, Black Powder Coat. | 1310 | 15% | 1121.8513
NI30080 | rPDU, Monitored Unit Level EC, 30A, 230/400V WYE, 16.6kW, Vertical, (48) IEC C13, 10ft power cord with 3P+N+E (IP44), Black Powder Coat. | 1527 | 15% | 1307.6846
NI30081L | rPDU, Monitored Unit Level EC, 30A, 230/400V WYE, 16.6kW, Vertical, (12) Locking IEC C13, (12) Locking IEC C19, 10ft power cord with 3P+N+E (IP44), Black Powder Coat. | 1869 | 15% | 1600.5649
NI30106 | rPDU, Inline Monitored EC, 20A, 208V, 3.3kW, Horizontal/Vertical, (1) NEMA 6-20R, 10ft power cord with 6-20P, Black Powder Coat. | 751 | 15% | 643.1376
NI30107 | rPDU, Inline Monitored EC, 20A, 208V, 3.3kW, Horizontal/Vertical, (1) NEMA L6-20R, 10ft power cord with L6-20P, Black Powder Coat. | 761 | 15% | 651.7014
NI30108 | rPDU, Inline Monitored EC, 30A, 208V, 4.9kW, Horizontal/Vertical, (1) NEMA L6-30R, 10ft power cord with L6-30P, Black Powder Coat. | 868 | 15% | 743.3335
NI30109 | rPDU, Inline Monitored EC, 30A, 120/208V WYE, 8.6kW, Horizontal/Vertical, (1) NEMA L21-30R, 10ft power cord with L21-30P, Black Powder Coat. | 1023 | 15% | 876.0716
NI30151L | rPDU, Monitored Unit Level EC, 60A, 208V DELTA, 17.2kW, Vertical, (12) Locking IEC C13, (12) Locking IEC C19, 10ft power cord with 3P+E (IP67), Black Powder Coat. | 2733 | 15% | 2340.4729
NI30152L | rPDU, Monitored Unit Level EC, 60A, 208V DELTA, 17.2kW, Vertical, (6) Locking IEC C13, (18) Locking IEC C19, 10ft power cord with 3P+E (IP67), Black Powder Coat. | 2765 | 15% | 2367.8769
NI30153L | rPDU, Monitored Unit Level EC, 60A, 208V DELTA, 17.2kW, Horizontal, (3) Locking IEC C13, (12) Locking IEC C19, 10ft power cord with 3P+E (IP67), Black Powder Coat. | 2649 | 15% | 2268.5374
NI30154L | rPDU, Monitored Unit Level EC, 60A, 208V DELTA, 17.2kW, Vertical, (30) Locking IEC C13, 10ft power cord with 3P+E (IP67), Black Powder Coat. | 2793 | 15% | 2391.8554
NI30155L | rPDU, Monitored Unit Level EC, 60A, 208V DELTA, 17.2kW, Vertical, (36) Locking IEC C13, (12) Locking IEC C19, 10ft power cord with 3P+E (IP67), Black Powder Coat. | 3063 | 15% | 2623.0766
NI30156L | rPDU, Monitored Unit Level EC, 60A, 208V DELTA, 17.2kW, Vertical, (48) Locking IEC C13, 10ft power cord with 3P+E (IP67), Black Powder Coat. | 2854 | 15% | 2444.0943
NI30157L | rPDU, Monitored Unit Level EC, 60A, 208V, 9.9kW, Vertical, (18) Locking IEC C13, (6) Locking IEC C19, 10ft power cord with 2P+E (IP67), Black Powder Coat. | 2085 | 15% | 1785.5419
NI30158L | rPDU, Monitored Unit Level EC, 60A, 208V, 9.9kW, Vertical, (42) Locking IEC C13, (6) Locking IEC C19, 10ft power cord with 2P+E (IP67), Black Powder Coat. | 2407 | 15% | 2061.2946
NI30201 | rPDU, Monitored Unit Level EC, 20A, 120V, 1.9kW, Horizontal, (10) NEMA 5-20R, 10ft power cord with 5-20P, Black Powder Coat. | 751 | 15% | 643.1376
NI30202 | rPDU, Monitored Unit Level EC, 20A, 120V, 1.9kW, Horizontal, (10) NEMA 5-20R, 10ft power cord with L5-20P, Black Powder Coat. | 765 | 15% | 655.1269
NI30203 | rPDU, Monitored Unit Level EC, 30A, 120V, 2.8kW, Horizontal, (8) NEMA 5-20R, 10ft power cord with L5-30P, Black Powder Coat. | 859 | 15% | 735.6261
NI30204L | rPDU, Monitored Unit Level EC, 30A, 208V, 4.9kW, Horizontal, (10) Locking IEC C13, 10ft power cord with L6-30P, Black Powder Coat. | 970 | 15% | 830.6838
NI30205L | rPDU, Monitored Unit Level EC, 30A, 208V, 4.9kW, Horizontal, (4) Locking IEC C13, (4) Locking IEC C19, 10ft power cord with L6-30P, Black Powder Coat. | 964 | 15% | 825.5455
NI30206L | rPDU, Monitored Unit Level EC, 30A, 120/208V WYE, 8.6kW, Horizontal, (6) Locking IEC C19, 10ft power cord with L21-30P, Black Powder Coat. | 1367 | 15% | 1170.6646
NI30207L | rPDU, Monitored Unit Level EC, 30A, 208V DELTA, 8.6kW, Horizontal, (6) Locking IEC C19, 10ft power cord with L15-30P, Black Powder Coat. | 1362 | 15% | 1166.3828
NI30208L | rPDU, Monitored Unit Level EC, 30A, 230/400V WYE, 16.6kW, Horizontal, (6) Locking IEC C19, 10ft power cord with L22-30P, Black Powder Coat. | 1489 | 15% | 1275.1424
NI30209L | rPDU, Monitored Unit Level EC, 30A, 230/400V WYE, 16.6kW, Horizontal, (6) Locking IEC C19, 10ft power cord with 3P+N+E (IP44), Black Powder Coat. | 1467 | 15% | 1256.3021
NI30210L | rPDU, Monitored Unit Level EC, 35A, 208V DELTA, 10.0kW, Horizontal, (6) Locking IEC C19, 10ft power cord with 3P+E CA, Black Powder Coat. | 1471 | 15% | 1259.7276
NI30250L | rPDU, Monitored Unit Level EC, 30A, 120/208V WYE, 8.6kW, Vertical, (36) Locking IEC C13, (6) Locking IEC C19, (2) NEMA 5-20R, 10ft power cord with L21-30P, Black Powder Coat. | 1699 | 15% | 1454.9811
NI30296L | rPDU, Monitored Unit Level EC, 20A, 230/400V WYE, 11.0kW, Vertical, (24) Locking IEC C13, (6) Locking IEC C19, 10ft power cord with L22-20P, Black Powder Coat. | 1266 | 15% | 1084.1707
NI30297L | rPDU, Monitored Unit Level EC, 30A, 208V DELTA, 8.6kW, Vertical, (24) Locking IEC C13, (6) Locking IEC C19, 10ft power cord with L15-30P, Black Powder Coat. | 1495 | 15% | 1280.2806
NI30298L | rPDU, Monitored Unit Level EC, 35A, 208V DELTA, 10.0kW, Vertical, (24) Locking IEC C13, (6) Locking IEC C19, 10ft power cord with 3P+E CA, Black Powder Coat. | 1788 | 15% | 1531.1985
NI30299L | rPDU, Monitored Unit Level EC, 30A, 120/208V WYE, 8.6kW, Vertical, (24) Locking IEC C13, (6) Locking IEC C19, 10ft power cord with L21-30P, Black Powder Coat. | 1499 | 15% | 1283.7061
NI30300L | rPDU, Monitored Unit Level EC, 30A, 230/400V WYE, 16.6kW, Vertical, (24) Locking IEC C13, (6) Locking IEC C19, 10ft power cord with L22-30P, Black Powder Coat. | 1569 | 15% | 1343.6524
NI30301L | rPDU, Monitored Unit Level EC, 30A, 230/400V WYE, 16.6kW, Vertical, (24) Locking IEC C13, (6) Locking IEC C19, 10ft power cord with 3P+N+E (IP44), Black Powder Coat. | 1969 | 15% | 1686.2024
NI30303L | rPDU, Monitored Unit Level EC, 30A, 208V DELTA, 8.6kW, Vertical, (36) Locking IEC C13, (6) Locking IEC C19, 10ft power cord with L15-30P, Black Powder Coat. | 1668 | 15% | 1428.4335
NI30304L | rPDU, Monitored Unit Level EC, 35A, 208V DELTA, 10.0kW, Vertical, (36) Locking IEC C13, (6) Locking IEC C19, 10ft power cord with 3P+E CA, Black Powder Coat. | 1958 | 15% | 1676.7822
NI30305L | rPDU, Monitored Unit Level EC, 30A, 230/400V WYE, 16.6kW, Vertical, (36) Locking IEC C13, (6) Locking IEC C19, 10ft power cord with L22-30P, Black Powder Coat. | 1741 | 15% | 1490.9489
NI30306L | rPDU, Monitored Unit Level EC, 30A, 230/400V WYE, 16.6kW, Vertical, (36) Locking IEC C13, (6) Locking IEC C19, 10ft power cord with 3P+N+E (IP44), Black Powder Coat. | 2143 | 15% | 1835.2116
NI30339L | rPDU, Monitored Unit Level EC, 20A, 230/400V WYE, 11.0kW, Vertical, (24) Locking IEC C13, (6) Locking IEC C19, 10ft power cord with 3P+N+E (IP44), Black Powder Coat. | 1357 | 15% | 1162.1009
NI30349 | rPDU, Monitored Unit Level EC, 20A, 230/400V WYE, 11.0kW, Vertical, (36) IEC C13, (6) IEC C19, 10ft power cord with 3P+N+E (IP44), Black Powder Coat. | 1143 | 15% | 978.8366
NI30353L | rPDU, Monitored Unit Level EC, 20A, 230/400V WYE, 11.0kW, Horizontal, (12) Locking IEC C13, (6) Locking IEC C19, 10ft power cord with 3P+N+E (IP44), Black Powder Coat. | 1287 | 15% | 1102.1546
NI30382L | rPDU, Monitored Unit Level EC, 20A, 208V, 3.3kW, Horizontal, (10) Locking IEC C13, 10ft power cord with L6-20P, Black Powder Coat. | 794 | 15% | 679.9618
NI30386L | rPDU, Monitored Unit Level EC, 20A, 208V, 3.3kW, Vertical, (20) Locking IEC C13, (6) Locking IEC C19, 10ft power cord with L6-20P, Black Powder Coat. | 1119 | 15% | 958.2836
NI30512 | rPDU, Monitored Unit Level EC, 30A, 120/208V, 5.7kW, Vertical, (20) IEC C13, (4) IEC C19, (12) NEMA 5-20R, 10ft power cord with L14-30P, Black Powder Coat. | 1302 | 15% | 1115.0003
NI30682 | rPDU, Monitored Unit Level EC, 50A, 208V DELTA, 14.4kW, Vertical, (30) Combination C13/C19, 10ft / 3m power cord with 3P+E CA, Black Powder Coat. | 2225 | 15% | 1905.4344
NI30683 | rPDU, Monitored Unit Level EC, 60A, 208V DELTA, 17.2kW, Vertical, (30) Combination C13/C19, 10ft / 3m power cord with 3P+E (IP67), Black Powder Coat. | 2662 | 15% | 2279.6703
NI30685 | rPDU, Monitored Unit Level EC, 20A, 230/400V WYE, 11.0kW, Vertical, (36) Combination C13/C19, 10ft / 3m power cord with 3P+N+E (IP44), Black Powder Coat. | 1395 | 15% | 1194.6431
NI30687 | rPDU, Monitored Unit Level EC, 30A, 208V DELTA, 8.6kW, Vertical, (36) Combination C13/C19, 10ft / 3m power cord with L15-30P, Black Powder Coat. | 1495 | 15% | 1280.2806
NI30688 | rPDU, Monitored Unit Level EC, 35A, 208V DELTA, 10.0kW, Vertical, (36) Combination C13/C19, 10ft / 3m power cord with 3P+E CA, Black Powder Coat. | 1859 | 15% | 1592.0011
NI30689 | rPDU, Monitored Unit Level EC, 30A, 230/400V WYE, 16.6kW, Vertical, (36) Combination C13/C19, 10ft / 3m power cord with 3P+N+E (IP44), Black Powder Coat. | 2034 | 15% | 1741.8667
NMBHW41 | Hardwired 16 kVA Bypass Cabinet w/ 120/120/208/240 V Output, 60 or 50Hz. Includes 100A Output Circuit Breaker | 2860 | 15% | 2449.2325
NMBHW81 | Hardwired 20 kVA Bypass Cabinet w/ 120/120/208/240 V Output, 60 or 50 Hz. Includes 125A Output Circuit Breaker | 3988 | 15% | 3415.2235
NMBXHAR-L | Bypass on Left | 578 | 15% | 494.9848
NMBXHAR-R | Bypass on Right | 578 | 15% | 494.9848
NPP-1 | NEMA Outlet Plug | 9 | 15% | 7.7074
NPWRMOD1X1 | Nfinity System Expansion 4KVA / 2.8KW Power Module | 3574 | 15% | 3060.6843
NR30001L | rPDU, Monitored Outlet Level EC, 20A, 120/208V WYE, 5.7kW, Vertical, (24) Locking IEC C13, 10ft / 3m power cord with L21-20P, Black Powder Coat. | 2273 | 15% | 1946.5404
NR30002L | rPDU, Monitored Outlet Level EC, 20A, 120/208V WYE, 5.7kW, Vertical, (21) Locking IEC C13, (3) Locking IEC C19, 10ft / 3m power cord with L21-20P, Black Powder Coat. | 2273 | 15% | 1946.5404
NR30003 | rPDU, Monitored Outlet Level EC, 20A, 120/208V WYE, 5.7kW, Vertical, (24) NEMA 5-20R, 10ft / 3m power cord with L21-20P, Black Powder Coat. | 2217 | 15% | 1898.5834
NR30004 | rPDU, Monitored Outlet Level EC, 20A, 120V, 1.9kW, Vertical, (24) NEMA 5-20R, 10ft / 3m power cord with 5-20P, Black Powder Coat. | 1890 | 15% | 1618.5488
NR30005 | rPDU, Monitored Outlet Level EC, 20A, 120V, 1.9kW, Vertical, (24) NEMA 5-20R, 10ft / 3m power cord with L5-20P, Black Powder Coat. | 1905 | 15% | 1631.3944
NR30006L | rPDU, Monitored Outlet Level EC, 20A, 230/400V WYE, 11.0kW, Vertical, (21) Locking IEC C13, (3) Locking IEC C19, 10ft / 3m power cord with 3P+N+E (IP44), Black Powder Coat. | 2184 | 15% | 1870.323
NR30007L | rPDU, Monitored Outlet Level EC, 20A, 230/400V WYE, 11.0kW, Vertical, (21) Locking IEC C13, (3) Locking IEC C19, 10ft / 3m power cord with L22-20P, Black Powder Coat. | 2184 | 15% | 1870.323
NR30008L | rPDU, Monitored Outlet Level EC, 20A, 230/400V WYE, 11.0kW, Vertical, (36) Locking IEC C13, 10ft / 3m power cord with 3P+N+E (IP44), Black Powder Coat. | 3081 | 15% | 2638.4914
NR30009L | rPDU, Monitored Outlet Level EC, 20A, 230/400V WYE, 11.0kW, Vertical, (36) Locking IEC C13, 10ft / 3m power cord with L22-20P, Black Powder Coat. | 3081 | 15% | 2638.4914
NR30010L | rPDU, Monitored Outlet Level EC, 20A, 230/400V WYE, 11.0kW, Vertical, (24) Locking IEC C13, (12) Locking IEC C19, 10ft / 3m power cord with 3P+N+E (IP44), Black Powder Coat. | 3081 | 15% | 2638.4914
NR30012L | rPDU, Monitored Outlet Level EC, 20A, 230/400V WYE, 11.0kW, Vertical, (30) Locking IEC C13, (6) Locking IEC C19, 10ft / 3m power cord with 3P+N+E (IP44), Black Powder Coat. | 3150 | 15% | 2697.5813
NR30014L | rPDU, Monitored Outlet Level EC, 20A, 230/400V WYE, 11.0kW, Vertical, (36) Locking IEC C13, (12) Locking IEC C19, 10ft / 3m power cord with 3P+N+E (IP44), Black Powder Coat. | 3750 | 15% | 3211.4062
NR30016L | rPDU, Monitored Outlet Level EC, 30A, 120/208V WYE, 8.6kW, Vertical, (18) Locking IEC C13, (6) Locking IEC C19, 10ft / 3m power cord with L21-30P, Black Powder Coat. | 2170 | 15% | 1858.3338
NR30017L | rPDU, Monitored Outlet Level EC, 30A, 120/208V WYE, 8.6kW, Vertical, (30) Locking IEC C13, (6) Locking IEC C19, 10ft / 3m power cord with L21-30P, Black Powder Coat. | 3114 | 15% | 2666.7518
NR30018L | rPDU, Monitored Outlet Level EC, 30A, 120/208V WYE, 8.6kW, Vertical, (24) Locking IEC C13, (12) Locking IEC C19, 10ft / 3m power cord with L21-30P, Black Powder Coat. | 3114 | 15% | 2666.7518
NR30019L | rPDU, Monitored Outlet Level EC, 30A, 120/208V WYE, 8.6kW, Vertical, (48) Locking IEC C13, 10ft / 3m power cord with L21-30P, Black Powder Coat. | 3676 | 15% | 3148.0345
NR30020L | rPDU, Monitored Outlet Level EC, 30A, 120/208V WYE, 8.6kW, Vertical, (24) Locking IEC C13, (6) Locking IEC C19, (6) NEMA 5-20R, 10ft / 3m power cord with L21-30P, Black Powder Coat. | 3210 | 15% | 2748.9638
NR30021 | rPDU, Monitored Outlet Level EC, 30A, 120V, 2.8kW, Vertical, (24) NEMA 5-20R, 10ft / 3m power cord with L5-30P, Black Powder Coat. | 2094 | 15% | 1793.2493
NR30022L | rPDU, Monitored Outlet Level EC, 30A, 208V, 4.9kW, Vertical, (24) Locking IEC C13, 10ft / 3m power cord with L6- 30P, Black Powder Coat. | 2111 | 15% | 1807.8076
NR30023L | rPDU, Monitored Outlet Level EC, 30A, 208V, 4.9kW, Vertical, (20) Locking IEC C13, (4) Locking IEC C19, 10ft / 3m power cord with L6-30P, Black Powder Coat. | 2230 | 15% | 1909.7163
NR30024L | rPDU, Monitored Outlet Level EC, 30A, 208V, 4.9kW, Vertical, (18) Locking IEC C13, (6) Locking IEC C19, 10ft / 3m power cord with L6-30P, Black Powder Coat. | 2111 | 15% | 1807.8076
NR30025L | rPDU, Monitored Outlet Level EC, 30A, 208V, 4.9kW, Vertical, (30) Locking IEC C13, (6) Locking IEC C19, 10ft / 3m power cord with L6-30P, Black Powder Coat. | 2665 | 15% | 2282.2394
NR30026L | rPDU, Monitored Outlet Level EC, 30A, 208V Delta, 8.6kW, Vertical, (18) Locking IEC C13, (6) Locking IEC C19, 10ft / 3m power cord with L15-30P, Black Powder Coat. | 2500 | 15% | 2140.9375
NR30027L | rPDU, Monitored Outlet Level EC, 30A, 208V Delta, 8.6kW, Vertical, (30) Locking IEC C13, (6) Locking IEC C19, 10ft / 3m power cord with L15-30P, Black Powder Coat. | 3114 | 15% | 2666.7518
NR30028L | rPDU, Monitored Outlet Level EC, 30A, 208V Delta, 8.6kW, Vertical, (24) Locking IEC C13, (12) Locking IEC C19, 10ft / 3m power cord with L15-30P, Black Powder Coat. | 3114 | 15% | 2666.7518
NR30029L | rPDU, Monitored Outlet Level EC, 30A, 208V Delta, 8.6kW, Vertical, (48) Locking IEC C13, 10ft / 3m power cord with L15-30P, Black Powder Coat. | 3676 | 15% | 3148.0345
NR30030L | rPDU, Monitored Outlet Level EC, 30A, 230/400V WYE, 16.6kW, Vertical, (30) Locking IEC C13, (6) Locking IEC C19, 10ft / 3m power cord with 3P+N+E (IP44), Black Powder Coat. | 3387 | 15% | 2900.5421
NR30031L | rPDU, Monitored Outlet Level EC, 30A, 230/400V WYE, 16.6kW, Vertical, (30) Locking IEC C13, (6) Locking IEC C19, 10ft / 3m power cord with L22-30P, Black Powder Coat. | 3387 | 15% | 2900.5421
NR30032L | rPDU, Monitored Outlet Level EC, 30A, 230/400V WYE, 16.6kW, Vertical, (30) Locking IEC C13, (6) Locking IEC C19, 10ft / 3m power cord with 3P+N+E (IP44), Black Powder Coat. | 3479 | 15% | 2979.3286
NR30033L | rPDU, Monitored Outlet Level EC, 30A, 230/400V WYE, 16.6kW, Vertical, (24) Locking IEC C13, (12) Locking IEC C19, 10ft / 3m power cord with 3P+N+E (IP44), Black Powder Coat. | 3387 | 15% | 2900.5421
NR30034L | rPDU, Monitored Outlet Level EC, 30A, 230/400V WYE, 16.6kW, Vertical, (24) Locking IEC C13, (12) Locking IEC C19, 10ft / 3m power cord with L22-30P, Black Powder Coat. | 3387 | 15% | 2900.5421
NR30035L | rPDU, Monitored Outlet Level EC, 30A, 230/400V WYE, 16.6kW, Vertical, (24) Locking IEC C13, (12) Locking IEC C19, 10ft / 3m power cord with 3P+N+E (IP44), Black Powder Coat. | 3479 | 15% | 2979.3286
NR30036L | rPDU, Monitored Outlet Level EC, 30A, 230/400V WYE, 16.6kW, Vertical, (12) Locking IEC C13, (12) Locking IEC C19, 10ft / 3m power cord with 3P+N+E (IP44), Black Powder Coat. | 2805 | 15% | 2402.1319
NR30037L | rPDU, Monitored Outlet Level EC, 30A, 230/400V WYE, 16.6kW, Vertical, (12) Locking IEC C13, (12) Locking IEC C19, 10ft / 3m power cord with L22-30P, Black Powder Coat. | 2805 | 15% | 2402.1319
NR30038L | rPDU, Monitored Outlet Level EC, 30A, 230/400V WYE, 16.6kW, Vertical, (42) Locking IEC C13, (6) Locking IEC C19, 10ft / 3m power cord with 3P+N+E (IP44), Black Powder Coat. | 4067 | 15% | 3482.8771
NR30039L | rPDU, Monitored Outlet Level EC, 30A, 230/400V WYE, 16.6kW, Vertical, (42) Locking IEC C13, (6) Locking IEC C19, 10ft / 3m power cord with L22-30P, Black Powder Coat. | 4034 | 15% | 3454.6168
NR30040L | rPDU, Monitored Outlet Level EC, 35A, 208V Delta, 10.0kW, Vertical, (18) Locking IEC C13, (6) Locking IEC C19, 10ft / 3m power cord with 3P+E CA, Black Powder Coat. | 2888 | 15% | 2473.211
NR30041L | rPDU, Monitored Outlet Level EC, 35A, 208V Delta, 10.0kW, Vertical, (30) Locking IEC C13, (6) Locking IEC C19, 10ft / 3m power cord with 3P+E CA, Black Powder Coat. | 3243 | 15% | 2777.2241
NR30042L | rPDU, Monitored Outlet Level EC, 35A, 208V Delta, 10.0kW, Vertical, (24) Locking IEC C13, (12) Locking IEC C19, 10ft / 3m power cord with 3P+E CA, Black Powder Coat. | 3243 | 15% | 2777.2241
NR30043L | rPDU, Monitored Outlet Level EC, 35A, 208V Delta, 10.0kW, Vertical, (48) Locking IEC C13, 10ft / 3m power cord with 3P+E CA, Black Powder Coat. | 3812 | 15% | 3264.5015
NR30044L | rPDU, Monitored Outlet Level EC, 50A, 208V Delta, 14.4kW, Vertical, (12) Locking IEC C13, (12) Locking IEC C19, 10ft / 3m power cord with 3P+E CA, Black Powder Coat. | 3234 | 15% | 2769.5168
NR30045L | rPDU, Monitored Outlet Level EC, 50A, 208V Delta, 14.4kW, Vertical, (24) Locking IEC C13, (12) Locking IEC C19, 10ft / 3m power cord with 3P+E CA, Black Powder Coat. | 3736 | 15% | 3199.417
NR30046L | rPDU, Monitored Outlet Level EC, 50A, 208V Delta, 14.4kW, Vertical, (48) Locking IEC C13, 10ft / 3m power cord with 3P+E CA, Black Powder Coat. | 4338 | 15% | 3714.9547
NR30047L | rPDU, Monitored Outlet Level EC, 50A, 208V Delta, 14.4kW, Vertical, (42) Locking IEC C13, (6) Locking IEC C19, 10ft / 3m power cord with 3P+E CA, Black Powder Coat. | 4338 | 15% | 3714.9547
NR30049L | rPDU, Monitored Outlet Level EC, 60A, 208V Delta, 17.2kW, Vertical, (12) Locking IEC C13, (12) Locking IEC C19, 10ft / 3m power cord with 3P+E (IP44), Black Powder Coat. | 3492 | 15% | 2990.4615
NR30051L | rPDU, Monitored Outlet Level EC, 60A, 208V Delta, 17.2kW, Vertical, (24) Locking IEC C13, (12) Locking IEC C19, 10ft / 3m power cord with 3P+E (IP44), Black Powder Coat. | 3993 | 15% | 3419.5054
NR30052L | rPDU, Monitored Outlet Level EC, 60A, 208V Delta, 17.2kW, Vertical, (24) Locking IEC C13, (12) Locking IEC C19, 10ft / 3m power cord with 3P+E (IP67), Black Powder Coat. | 4088 | 15% | 3500.861
NR30053L | rPDU, Monitored Outlet Level EC, 60A, 208V Delta, 17.2kW, Vertical, (48) Locking IEC C13, 10ft / 3m power cord with 3P+E (IP44), Black Powder Coat. | 4600 | 15% | 3939.325
NR30054L | rPDU, Monitored Outlet Level EC, 60A, 208V Delta, 17.2kW, Vertical, (48) Locking IEC C13, 10ft / 3m power cord with 3P+E (IP67), Black Powder Coat. | 4696 | 15% | 4021.537
NR30055L | rPDU, Monitored Outlet Level EC, 60A, 208V Delta, 17.2kW, Vertical, (42) Locking IEC C13, (6) Locking IEC C19, 10ft / 3m power cord with 3P+E (IP44), Black Powder Coat. | 4600 | 15% | 3939.325
NR30056L | rPDU, Monitored Outlet Level EC, 60A, 208V Delta, 17.2kW, Vertical, (42) Locking IEC C13, (6) Locking IEC C19, 10ft / 3m power cord with 3P+E (IP67), Black Powder Coat. | 4696 | 15% | 4021.537
NR30060L | rPDU, Monitored Outlet Level EC, 60A, 208V DELTA, 17.2kW, Vertical, (18) Locking IEC C13, (6) Locking IEC C19, Hardwired, Black Powder Coat. | 3020 | 15% | 2586.2525
NR30076 | rPDU, Monitored Outlet Level EC, 20A, 120V, 1.9kW, Vertical, (24) NEMA 5-20R, 10ft / 3m power cord with L5-20P, Black Powder Coat. | 2013 | 15% | 1723.8829
NR30077L | rPDU, Monitored Outlet Level EC, 30A, 208V, 4.9kW, Vertical, (12) Locking IEC C13, (6) Locking IEC C19, 10ft / 3m power cord with L6-30P, Black Powder Coat. | 1918 | 15% | 1642.5273
NR30200 | rPDU, Monitored Outlet Level EC, 15A, 120V, 1.4kW, Horizontal, (6) NEMA 5-15R, 10ft / 3m power cord with 5-15P, | 1227 | 15% | 1050.7721
NR30201 | rPDU, Monitored Outlet Level EC, 15A, 120V, 1.4kW, Horizontal, (12) NEMA 5-15R, 10ft / 3m power cord with 5-15P, | 1532 | 15% | 1311.9665
NR30202 | rPDU, Monitored Outlet Level EC, 20A, 120V, 1.9kW, Horizontal, (12) NEMA 5-20R, 10ft / 3m power cord with 5-20P, | 1579 | 15% | 1352.2161
NR30203 | rPDU, Monitored Outlet Level EC, 20A, 120V, 1.9kW, Horizontal, (12) NEMA 5-20R, 10ft / 3m power cord with L5-20 | 1594 | 15% | 1365.0617
NR30204 | rPDU, Monitored Outlet Level EC, 20A, 230/400V WYE, 11.0kW, Horizontal, (12) Combination C13/C19, 10ft / 3m po | 1906 | 15% | 1632.2507
NR30205 | rPDU, Monitored Outlet Level EC, 30A, 120V, 2.8kW, Horizontal, (12) NEMA 5-20R, 10ft / 3m power cord with L5-30 | 1719 | 15% | 1472.1086
NR30206 | rPDU, Monitored Outlet Level EC, 30A, 208V, 4.9kW, Horizontal, (12) Combination C13/C19, 10ft power cord with L6 | 1782 | 15% | 1526.0603
NR30207 | rPDU, Monitored Outlet Level EC, 30A, 120/208V WYE, 8.6kW, Horizontal, (12) Combination C13/C19, 10ft / 3m pow | 1945 | 15% | 1665.6494
NR30208 | rPDU, Monitored Outlet Level EC, 30A, 208V DELTA, 8.6kW, Horizontal, (12) Combination C13/C19, 10ft / 3m power | 1945 | 15% | 1665.6494
NR30209 | rPDU, Monitored Outlet Level EC, 30A, 230/400V WYE, 16.6kW, Horizontal, (12) Combination C13/C19, 10ft / 3m po | 2156 | 15% | 1846.3445
NR30210 | rPDU, Monitored Outlet Level EC, 30A, 230/400V WYE, 16.6kW, Horizontal, (12) Combination C13/C19, 10ft / 3m po | 2244 | 15% | 1921.7055
NR30211 | rPDU, Monitored Outlet Level EC, 35A, 208V DELTA, 10.0kW, Horizontal, (12) Combination C13/C19, 10ft / 3m pow | 2030 | 15% | 1738.4413
NR30212 | rPDU, Monitored Outlet Level EC, 50A, 208V DELTA, 14.4kW, Horizontal, (12) Combination C13/C19, 10ft / 3m pow | 2654 | 15% | 2272.8193
NR30213 | rPDU, Monitored Outlet Level EC, 60A, 208V DELTA, 17.2kW, Horizontal, (12) Combination C13/C19, 10ft / 3m pow | 2904 | 15% | 2486.913
NR30214 | rPDU, Monitored Outlet Level EC, 60A, 208V DELTA, 17.2kW, Horizontal, (12) Combination C13/C19, 10ft / 3m pow | 2999 | 15% | 2568.2686
NR30215 | rPDU, Monitored Outlet Level EC, 30A, 208V, 4.9kW, Horizontal, (24) Combination C13/C19, 10ft power cord with L6 | 2690 | 15% | 2303.6488
NR30216 | rPDU, Monitored Outlet Level EC, 30A, 208V, 5.7kW, Horizontal, (24) Combination C13/C19, 10ft power cord with L1 | 2814 | 15% | 2409.8393
NR30217 | rPDU, Monitored Outlet Level EC, 30A, 120/208V WYE, 8.6kW, Horizontal, (24) Combination C13/C19, 10ft / 3m pow | 2878 | 15% | 2464.6472
NR30218 | rPDU, Monitored Outlet Level EC, 30A, 208V DELTA, 8.6kW, Horizontal, (24) Combination C13/C19, 10ft / 3m power | 2878 | 15% | 2464.6472
NREPOKIT | Remote Emergency Power Off (REPO) Kit | 679 | 15% | 581.4786
NS30001L | rPDU, Switched Unit Level Monitoring EC, 20A, 120/208V WYE, 5.7kW, Vertical, (24) Locking IEC C13, 10ft / 3m power cord with L21-20P, Black Powder Coat. | 1953 | 15% | 1672.5004
NS30002L | rPDU, Switched Unit Level Monitoring EC, 20A, 120/208V WYE, 5.7kW, Vertical, (21) Locking IEC C13, (3) Locking IEC C19, 10ft / 3m power cord with L21-20P, Black Powder Coat. | 1953 | 15% | 1672.5004
NS30003 | rPDU, Switched Unit Level Monitoring EC, 20A, 120/208V WYE, 5.7kW, Vertical, (24) NEMA 5-20R, 10ft / 3m power cord with L21-20P, Black Powder Coat. | 1897 | 15% | 1624.5434
NS30004 | rPDU, Switched Unit Level Monitoring EC, 20A, 120V, 1.9kW, Vertical, (24) NEMA 5-20R, 10ft / 3m power cord with 5-20P, Black Powder Coat. | 1570 | 15% | 1344.5088
NS30006L | rPDU, Switched Unit Level Monitoring EC, 20A, 230/400V WYE, 11.0kW, Vertical, (21) Locking IEC C13, (3) Locking IEC C19, 10ft / 3m power cord with 3P+N+E (IP44), Black Powder Coat. | 1864 | 15% | 1596.283
NS30007L | rPDU, Switched Unit Level Monitoring EC, 20A, 230/400V WYE, 11.0kW, Vertical, (21) Locking IEC C13, (3) Locking IEC C19, 10ft / 3m power cord with L22-20P, Black Powder Coat. | 1864 | 15% | 1596.283
NS30008L | rPDU, Switched Unit Level Monitoring EC, 20A, 230/400V WYE, 11.0kW, Vertical, (36) Locking IEC C13, 10ft / 3m power cord with 3P+N+E (IP44), Black Powder Coat. | 2601 | 15% | 2227.4314
NS30009L | rPDU, Switched Unit Level Monitoring EC, 20A, 230/400V WYE, 11.0kW, Vertical, (36) Locking IEC C13, 10ft / 3m power cord with L22-20P, Black Powder Coat. | 2601 | 15% | 2227.4314
NS30010L | rPDU, Switched Unit Level Monitoring EC, 20A, 230/400V WYE, 11.0kW, Vertical, (24) Locking IEC C13, (12) Locking IEC C19, 10ft / 3m power cord with 3P+N+E (IP44), Black Powder Coat. | 2601 | 15% | 2227.4314
NS30012L | rPDU, Switched Unit Level Monitoring EC, 20A, 230/400V WYE, 11.0kW, Vertical, (30) Locking IEC C13, (6) Locking IEC C19, 10ft / 3m power cord with 3P+N+E (IP44), Black Powder Coat. | 2670 | 15% | 2286.5213
NS30014L | rPDU, Switched Unit Level Monitoring EC, 20A, 230/400V WYE, 11.0kW, Vertical, (36) Locking IEC C13, (12) Locking IEC C19, 10ft / 3m power cord with 3P+N+E (IP44), Black Powder Coat. | 3110 | 15% | 2663.3263
NS30017L | rPDU, Switched Unit Level Monitoring EC, 30A, 120/208V WYE, 8.6kW, Vertical, (30) Locking IEC C13, (6) Locking IEC C19, 10ft / 3m power cord with L21-30P, Black Powder Coat. | 2634 | 15% | 2255.6918
NS30018L | rPDU, Switched Unit Level Monitoring EC, 30A, 120/208V WYE, 8.6kW, Vertical, (24) Locking IEC C13, (12) Locking IEC C19, 10ft / 3m power cord with L21-30P, Black Powder Coat. | 2634 | 15% | 2255.6918
NS30019L | rPDU, Switched Unit Level Monitoring EC, 30A, 120/208V WYE, 8.6kW, Vertical, (48) Locking IEC C13, 10ft / 3m power cord with L21-30P, Black Powder Coat. | 3036 | 15% | 2599.9545
NS30020L | rPDU, Switched Unit Level Monitoring EC, 30A, 120/208V WYE, 8.6kW, Vertical, (24) Locking IEC C13, (6) Locking IEC C19, (6) NEMA 5-20R, 10ft / 3m power cord with L21-30P, Black Powder Coat. | 2730 | 15% | 2337.9037
NS30022L | rPDU, Switched Unit Level Monitoring EC, 30A, 208V, 4.9kW, Vertical, (24) Locking IEC C13, 10ft / 3m power cord with L6-30P, Black Powder Coat. | 1791 | 15% | 1533.7676
NS30024L | rPDU, Switched Unit Level Monitoring EC, 30A, 208V, 4.9kW, Vertical, (18) Locking IEC C13, (6) Locking IEC C19, 10ft / 3m power cord with L6-30P, Black Powder Coat. | 1791 | 15% | 1533.7676
NS30025L | rPDU, Switched Unit Level Monitoring EC, 30A, 208V, 4.9kW, Vertical, (30) Locking IEC C13, (6) Locking IEC C19, 10ft / 3m power cord with L6-30P, Black Powder Coat. | 2185 | 15% | 1871.1794
NS30026L | rPDU, Switched Unit Level Monitoring EC, 30A, 208V Delta, 8.6kW, Vertical, (18) Locking IEC C13, (6) Locking IEC C19, 10ft / 3m power cord with L15-30P, Black Powder Coat. | 2180 | 15% | 1866.8975
NS30027L | rPDU, Switched Unit Level Monitoring EC, 30A, 208V Delta, 8.6kW, Vertical, (30) Locking IEC C13, (6) Locking IEC C19, 10ft / 3m power cord with L15-30P, Black Powder Coat. | 2634 | 15% | 2255.6918
NS30028L | rPDU, Switched Unit Level Monitoring EC, 30A, 208V Delta, 8.6kW, Vertical, (24) Locking IEC C13, (12) Locking IEC C19, 10ft / 3m power cord with L15-30P, Black Powder Coat. | 2634 | 15% | 2255.6918
NS30029L | rPDU, Switched Unit Level Monitoring EC, 30A, 208V Delta, 8.6kW, Vertical, (48) Locking IEC C13, 10ft / 3m power cord with L15-30P, Black Powder Coat. | 3036 | 15% | 2599.9545
NS30030L | rPDU, Switched Unit Level Monitoring EC, 30A, 230/400V WYE, 16.6kW, Vertical, (30) Locking IEC C13, (6) Locking IEC C19, 10ft / 3m power cord with 3P+N+E (IP44), Black Powder Coat. | 2907 | 15% | 2489.4821
NS30031L | rPDU, Switched Unit Level Monitoring EC, 30A, 230/400V WYE, 16.6kW, Vertical, (30) Locking IEC C13, (6) Locking IEC C19, 10ft / 3m power cord with L22-30P, Black Powder Coat. | 2907 | 15% | 2489.4821
NS30032L | rPDU, Switched Unit Level Monitoring EC, 30A, 230/400V WYE, 16.6kW, Vertical, (30) Locking IEC C13, (6) Locking IEC C19, 10ft / 3m power cord with 3P+N+E (IP44), Black Powder Coat. | 2999 | 15% | 2568.2686
NS30033L | rPDU, Switched Unit Level Monitoring EC, 30A, 230/400V WYE, 16.6kW, Vertical, (24) Locking IEC C13, (12) Locking IEC C19, 10ft / 3m power cord with 3P+N+E (IP44), Black Powder Coat. | 2907 | 15% | 2489.4821
NS30034L | rPDU, Switched Unit Level Monitoring EC, 30A, 230/400V WYE, 16.6kW, Vertical, (24) Locking IEC C13, (12) Locking IEC C19, 10ft / 3m power cord with L22-30P, Black Powder Coat. | 2907 | 15% | 2489.4821
NS30035L | rPDU, Switched Unit Level Monitoring EC, 30A, 230/400V WYE, 16.6kW, Vertical, (24) Locking IEC C13, (12) Locking IEC C19, 10ft / 3m power cord with 3P+N+E (IP44), Black Powder Coat. | 2999 | 15% | 2568.2686
NS30036L | rPDU, Switched Unit Level Monitoring EC, 30A, 230/400V WYE, 16.6kW, Vertical, (12) Locking IEC C13, (12) Locking IEC C19, 10ft / 3m power cord with 3P+N+E (IP44), Black Powder Coat. | 2485 | 15% | 2128.0919
NS30037L | rPDU, Switched Unit Level Monitoring EC, 30A, 230/400V WYE, 16.6kW, Vertical, (12) Locking IEC C13, (12) Locking IEC C19, 10ft / 3m power cord with L22-30P, Black Powder Coat. | 2485 | 15% | 2128.0919
NS30038L | rPDU, Switched Unit Level Monitoring EC, 30A, 230/400V WYE, 16.6kW, Vertical, (42) Locking IEC C13, (6) Locking IEC C19, 10ft / 3m power cord with 3P+N+E (IP44), Black Powder Coat. | 3427 | 15% | 2934.7971
NS30039L | rPDU, Switched Unit Level Monitoring EC, 30A, 230/400V WYE, 16.6kW, Vertical, (42) Locking IEC C13, (6) Locking IEC C19, 10ft / 3m power cord with L22-30P, Black Powder Coat. | 3394 | 15% | 2906.5368
NS30040L | rPDU, Switched Unit Level Monitoring EC, 35A, 208V Delta, 10.0kW, Vertical, (18) Locking IEC C13, (6) Locking IEC C19, 10ft / 3m power cord with 3P+E CA, Black Powder Coat. | 2568 | 15% | 2199.171
NS30041L | rPDU, Switched Unit Level Monitoring EC, 35A, 208V Delta, 10.0kW, Vertical, (30) Locking IEC C13, (6) Locking IEC C19, 10ft / 3m power cord with 3P+E CA, Black Powder Coat. | 2763 | 15% | 2366.1641
NS30042L | rPDU, Switched Unit Level Monitoring EC, 35A, 208V Delta, 10.0kW, Vertical, (24) Locking IEC C13, (12) Locking IEC C19, 10ft / 3m power cord with 3P+E CA, Black Powder Coat. | 2763 | 15% | 2366.1641
NS30043L | rPDU, Switched Unit Level Monitoring EC, 35A, 208V Delta, 10.0kW, Vertical, (48) Locking IEC C13, 10ft / 3m power cord with 3P+E CA, Black Powder Coat. | 3172 | 15% | 2716.4215
NS30044L | rPDU, Switched Unit Level Monitoring EC, 50A, 208V Delta, 14.4kW, Vertical, (12) Locking IEC C13, (12) Locking IEC C19, 10ft / 3m power cord with 3P+E CA, Black Powder Coat. | 2914 | 15% | 2495.4768
NS30045L | rPDU, Switched Unit Level Monitoring EC, 50A, 208V Delta, 14.4kW, Vertical, (24) Locking IEC C13, (12) Locking IEC C19, 10ft / 3m power cord with 3P+E CA, Black Powder Coat. | 3256 | 15% | 2788.357
NS30046L | rPDU, Switched Unit Level Monitoring EC, 50A, 208V Delta, 14.4kW, Vertical, (48) Locking IEC C13, 10ft / 3m power cord with 3P+E CA, Black Powder Coat. | 3698 | 15% | 3166.8747
NS30047L | rPDU, Switched Unit Level Monitoring EC, 50A, 208V Delta, 14.4kW, Vertical, (42) Locking IEC C13, (6) Locking IEC C19, 10ft / 3m power cord with 3P+E CA, Black Powder Coat. | 3698 | 15% | 3166.8747
NS30049L | rPDU, Switched Unit Level Monitoring EC, 60A, 208V Delta, 17.2kW, Vertical, (12) Locking IEC C13, (12) Locking IEC C19, 10ft / 3m power cord with 3P+E (IP44), Black Powder Coat. | 3172 | 15% | 2716.4215
NS30050L | NS30050L - rPDU, Switched Unit Level Monitoring EC, 60A, 208V Delta, 17.2kW, Vertical, (12) Locking IEC C13, (12) Locking IEC C19, 10ft / 3m power cord with 3P+E (IP67), Black Powder Coat. | 3267 | 15% | 2797.7771
NS30051L | rPDU, Switched Unit Level Monitoring EC, 60A, 208V Delta, 17.2kW, Vertical, (24) Locking IEC C13, (12) Locking IEC C19, 10ft / 3m power cord with 3P+E (IP44), Black Powder Coat. | 3513 | 15% | 3008.4454
NS30052L | rPDU, Switched Unit Level Monitoring EC, 60A, 208V Delta, 17.2kW, Vertical, (24) Locking IEC C13, (12) Locking IEC C19, 10ft / 3m power cord with 3P+E (IP67), Black Powder Coat. | 3608 | 15% | 3089.801
NS30053L | rPDU, Switched Unit Level Monitoring EC, 60A, 208V Delta, 17.2kW, Vertical, (48) Locking IEC C13, 10ft / 3m power cord with 3P+E (IP44), Black Powder Coat. | 3960 | 15% | 3391.245
NS30054L | rPDU, Switched Unit Level Monitoring EC, 60A, 208V Delta, 17.2kW, Vertical, (48) Locking IEC C13, 10ft / 3m power cord with 3P+E (IP67), Black Powder Coat. | 4056 | 15% | 3473.457
NS30055L | rPDU, Switched Unit Level Monitoring EC, 60A, 208V Delta, 17.2kW, Vertical, (42) Locking IEC C13, (6) Locking IEC C19, 10ft / 3m power cord with 3P+E (IP44), Black Powder Coat. | 3960 | 15% | 3391.245
NS30056L | rPDU, Switched Unit Level Monitoring EC, 60A, 208V Delta, 17.2kW, Vertical, (42) Locking IEC C13, (6) Locking IEC C19, 10ft / 3m power cord with 3P+E (IP67), Black Powder Coat. | 4056 | 15% | 3473.457
NS30061L | rPDU, Switched Unit Level Monitoring EC, 60A, 208V DELTA, 17.2kW, Vertical, (18) Locking IEC C13, (6) Locking IEC C19, Hardwired, Black Powder Coat. | 2700 | 15% | 2312.2125
NS30074L | rPDU, Switched Unit Level Monitoring EC, 30A, 208V DELTA, 8.6kW, Horizontal, (9) Locking IEC C13, (3) Locking IEC C19, 10ft power cord with L15-30P, Black Powder Coat. | 1643 | 15% | 1407.0241
NS30077L | rPDU, Switched Unit Level Monitoring EC, 30A, 230/400V WYE, 16.6kW, Horizontal, (9) Locking IEC C13, (9) Locking IEC C19, 10ft power cord with 3P+N+E (IP44), Black Powder Coat. | 2020 | 15% | 1729.8775
NS30095L | rPDU, Switched Unit Level Monitoring EC, 30A, 208V, 4.9kW, Vertical, (12) Locking IEC C13, (6) Locking IEC C19, 10ft / 3m power cord with L6-30P, Black Powder Coat. | 1678 | 15% | 1436.9973
NS30113 | rPDU, Switched Unit Level Monitoring EC, 20A, 120V, 1.9kW, Vertical, (24) NEMA 5-20R, 10ft / 3m power cord with L5-20P, Black Powder Coat. | 1693 | 15% | 1449.8429
NS30201 | rPDU, Switched Unit Level Monitoring EC, 15A, 120V, 1.4kW, Horizontal, (12) NEMA 5-15R, 10ft / 3m power cord wit | 1372 | 15% | 1174.9465
NS30202 | rPDU, Switched Unit Level Monitoring EC, 20A, 120V, 1.9kW, Horizontal, (12) NEMA 5-20R, 10ft / 3m power cord wit | 1419 | 15% | 1215.1961
NS30204 | rPDU, Switched Unit Level Monitoring EC, 20A, 230/400V WYE, 11.0kW, Horizontal, (12) Combination C13/C19, 10ft | 1746 | 15% | 1495.2307
NS30207 | rPDU, Switched Unit Level Monitoring EC, 30A, 120/208V WYE, 8.6kW, Horizontal, (12) Combination C13/C19, 10ft / | 1785 | 15% | 1528.6294
NS30208 | rPDU, Switched Unit Level Monitoring EC, 30A, 208V DELTA, 8.6kW, Horizontal, (12) Combination C13/C19, 10ft / 3 | 1785 | 15% | 1528.6294
NS30209 | rPDU, Switched Unit Level Monitoring EC, 30A, 230/400V WYE, 16.6kW, Horizontal, (12) Combination C13/C19, 10ft | 1996 | 15% | 1709.3245
NS30210 | rPDU, Switched Unit Level Monitoring EC, 30A, 230/400V WYE, 16.6kW, Horizontal, (12) Combination C13/C19, 10ft | 1996 | 15% | 1709.3245
NS30211 | rPDU, Switched Unit Level Monitoring EC, 35A, 208V DELTA, 10.0kW, Horizontal, (12) Combination C13/C19, 10ft / | 1870 | 15% | 1601.4213
NS30212 | rPDU, Switched Unit Level Monitoring EC, 50A, 208V DELTA, 14.4kW, Horizontal, (12) Combination C13/C19, 10ft / | 2494 | 15% | 2135.7993
NS30213 | rPDU, Switched Unit Level Monitoring EC, 60A, 208V DELTA, 17.2kW, Horizontal, (12) Combination C13/C19, 10ft / | 2744 | 15% | 2349.893
NS30214 | rPDU, Switched Unit Level Monitoring EC, 60A, 208V DELTA, 17.2kW, Horizontal, (12) Combination C13/C19, 10ft / | 2946 | 15% | 2522.8808
NS30215 | rPDU, Switched Unit Level Monitoring EC, 30A, 208V, 4.9kW, Horizontal, (24) Combination C13/C19, 10ft power cord | 2370 | 15% | 2029.6088
NS30216 | rPDU, Switched Unit Level Monitoring EC, 30A, 208V, 5.7kW, Horizontal, (24) Combination C13/C19, 10ft power cord | 2494 | 15% | 2135.7993
NS30217 | rPDU, Switched Unit Level Monitoring EC, 30A, 120/208V WYE, 8.6kW, Horizontal, (24) Combination C13/C19, 10ft / | 2558 | 15% | 2190.6073
NS30218 | rPDU, Switched Unit Level Monitoring EC, 30A, 208V DELTA, 8.6kW, Horizontal, (24) Combination C13/C19, 10ft / 3 | 2558 | 15% | 2190.6073
NSCMOD | Nfinity System Expansion System Control Module | 1505 | 15% | 1288.8444
NU30001L | rPDU, Switched Outlet Level Monitoring EC, 20A, 120/208V WYE, 5.7kW, Vertical, (24) Locking IEC C13, 10ft / 3m power cord with L21-20P, Black Powder Coat. | 2449 | 15% | 2097.2624
NU30002L | rPDU, Switched Outlet Level Monitoring EC, 20A, 120/208V WYE, 5.7kW, Vertical, (21) Locking IEC C13, (3) Locking IEC C19, 10ft / 3m power cord with L21-20P, Black Powder Coat. | 2449 | 15% | 2097.2624
NU30003 | rPDU, Switched Outlet Level Monitoring EC, 20A, 120/208V WYE, 5.7kW, Vertical, (24) NEMA 5-20R, 10ft / 3m power cord with L21-20P, Black Powder Coat. | 2393 | 15% | 2049.3054
NU30004 | rPDU, Switched Outlet Level Monitoring EC, 20A, 120V, 1.9kW, Vertical, (24) NEMA 5-20R, 10ft / 3m power cord with 5-20P, Black Powder Coat. | 2066 | 15% | 1769.2707
NU30005 | rPDU, Switched Outlet Level Monitoring EC, 20A, 120V, 1.9kW, Vertical, (24) NEMA 5-20R, 10ft / 3m power cord with L5-20P, Black Powder Coat. | 2081 | 15% | 1782.1164
NU30006L | rPDU, Switched Outlet Level Monitoring EC, 20A, 230/400V WYE, 11.0kW, Vertical, (21) Locking IEC C13, (3) Locking IEC C19, 10ft / 3m power cord with 3P+N+E (IP44), Black Powder Coat. | 2360 | 15% | 2021.045
NU30007L | rPDU, Switched Outlet Level Monitoring EC, 20A, 230/400V WYE, 11.0kW, Vertical, (21) Locking IEC C13, (3) Locking IEC C19, 10ft / 3m power cord with L22-20P, Black Powder Coat. | 2360 | 15% | 2021.045
NU30008L | rPDU, Switched Outlet Level Monitoring EC, 20A, 230/400V WYE, 11.0kW, Vertical, (36) Locking IEC C13, 10ft / 3m power cord with 3P+N+E (IP44), Black Powder Coat. | 3345 | 15% | 2864.5744
NU30009L | rPDU, Switched Outlet Level Monitoring EC, 20A, 230/400V WYE, 11.0kW, Vertical, (36) Locking IEC C13, 10ft / 3m power cord with L22-20P, Black Powder Coat. | 3345 | 15% | 2864.5744
NU30010L | rPDU, Switched Outlet Level Monitoring EC, 20A, 230/400V WYE, 11.0kW, Vertical, (24) Locking IEC C13, (12) Locking IEC C19, 10ft / 3m power cord with 3P+N+E (IP44), Black Powder Coat. | 3345 | 15% | 2864.5744
NU30012L | rPDU, Switched Outlet Level Monitoring EC, 20A, 230/400V WYE, 11.0kW, Vertical, (30) Locking IEC C13, (6) Locking IEC C19, 10ft / 3m power cord with 3P+N+E (IP44), Black Powder Coat. | 3414 | 15% | 2923.6643
NU30014L | rPDU, Switched Outlet Level Monitoring EC, 20A, 230/400V WYE, 11.0kW, Vertical, (36) Locking IEC C13, (12) Locking IEC C19, 10ft / 3m power cord with 3P+N+E (IP44), Black Powder Coat. | 4102 | 15% | 3512.8502
NU30016L | rPDU, Switched Outlet Level Monitoring EC, 30A, 120/208V WYE, 8.6kW, Vertical, (18) Locking IEC C13, (6) Locking IEC C19, 10ft / 3m power cord with L21-30P, Black Powder Coat. | 2346 | 15% | 2009.0557
NU30017L | rPDU, Switched Outlet Level Monitoring EC, 30A, 120/208V WYE, 8.6kW, Vertical, (30) Locking IEC C13, (6) Locking IEC C19, 10ft / 3m power cord with L21-30P, Black Powder Coat. | 3378 | 15% | 2892.8347
NU30018L | rPDU, Switched Outlet Level Monitoring EC, 30A, 120/208V WYE, 8.6kW, Vertical, (24) Locking IEC C13, (12) Locking IEC C19, 10ft / 3m power cord with L21-30P, Black Powder Coat. | 3378 | 15% | 2892.8347
NU30019L | rPDU, Switched Outlet Level Monitoring EC, 30A, 120/208V WYE, 8.6kW, Vertical, (48) Locking IEC C13, 10ft / 3m power cord with L21-30P, Black Powder Coat. | 4028 | 15% | 3449.4785
NU30020L | rPDU, Switched Outlet Level Monitoring EC, 30A, 120/208V WYE, 8.6kW, Vertical, (24) Locking IEC C13, (6) Locking IEC C19, (6) NEMA 5-20R, 10ft / 3m power cord with L21-30P, Black Powder Coat. | 3474 | 15% | 2975.0468
NU30021 | rPDU, Switched Outlet Level Monitoring EC, 30A, 120V, 2.8kW, Vertical, (24) NEMA 5-20R, 10ft / 3m power cord with L5-30P, Black Powder Coat. | 2270 | 15% | 1943.9713
NU30022L | rPDU, Switched Outlet Level Monitoring EC, 30A, 208V, 4.9kW, Vertical, (24) Locking IEC C13, 10ft / 3m power cord with L6-30P, Black Powder Coat. | 2287 | 15% | 1958.5296
NU30024L | rPDU, Switched Outlet Level Monitoring EC, 30A, 208V, 4.9kW, Vertical, (18) Locking IEC C13, (6) Locking IEC C19, 10ft / 3m power cord with L6-30P, Black Powder Coat. | 2287 | 15% | 1958.5296
NU30026L | rPDU, Switched Outlet Level Monitoring EC, 30A, 208V Delta, 8.6kW, Vertical, (18) Locking IEC C13, (6) Locking IEC C19, 10ft / 3m power cord with L15-30P, Black Powder Coat. | 2676 | 15% | 2291.6595
NU30028L | rPDU, Switched Outlet Level Monitoring EC, 30A, 208V Delta, 8.6kW, Vertical, (24) Locking IEC C13, (12) Locking IEC C19, 10ft / 3m power cord with L15-30P, Black Powder Coat. | 3378 | 15% | 2892.8347
NU30029L | rPDU, Switched Outlet Level Monitoring EC, 30A, 208V Delta, 8.6kW, Vertical, (48) Locking IEC C13, 10ft / 3m power cord with L15-30P, Black Powder Coat. | 4028 | 15% | 3449.4785
NU30030L | rPDU, Switched Outlet Level Monitoring EC, 30A, 230/400V WYE, 16.6kW, Vertical, (30) Locking IEC C13, (6) Locking IEC C19, 10ft / 3m power cord with 3P+N+E (IP44), Black Powder Coat. | 3651 | 15% | 3126.6251
NU30031L | rPDU, Switched Outlet Level Monitoring EC, 30A, 230/400V WYE, 16.6kW, Vertical, (30) Locking IEC C13, (6) Locking IEC C19, 10ft / 3m power cord with L22-30P, Black Powder Coat. | 3651 | 15% | 3126.6251
NU30032L | rPDU, Switched Outlet Level Monitoring EC, 30A, 230/400V WYE, 16.6kW, Vertical, (30) Locking IEC C13, (6) Locking IEC C19, 10ft / 3m power cord with 3P+N+E (IP44), Black Powder Coat. | 3743 | 15% | 3205.4116
NU30033L | rPDU, Switched Outlet Level Monitoring EC, 30A, 230/400V WYE, 16.6kW, Vertical, (24) Locking IEC C13, (12) Locking IEC C19, 10ft / 3m power cord with 3P+N+E (IP44), Black Powder Coat. | 3651 | 15% | 3126.6251
NU30034L | rPDU, Switched Outlet Level Monitoring EC, 30A, 230/400V WYE, 16.6kW, Vertical, (24) Locking IEC C13, (12) Locking IEC C19, 10ft / 3m power cord with L22-30P, Black Powder Coat. | 3651 | 15% | 3126.6251
NU30035L | rPDU, Switched Outlet Level Monitoring EC, 30A, 230/400V WYE, 16.6kW, Vertical, (24) Locking IEC C13, (12) Locking IEC C19, 10ft / 3m power cord with 3P+N+E (IP44), Black Powder Coat. | 3743 | 15% | 3205.4116
NU30036L | rPDU, Switched Outlet Level Monitoring EC, 30A, 230/400V WYE, 16.6kW, Vertical, (12) Locking IEC C13, (12) Locking IEC C19, 10ft / 3m power cord with 3P+N+E (IP44), Black Powder Coat. | 2981 | 15% | 2552.8539
NU30037L | rPDU, Switched Outlet Level Monitoring EC, 30A, 230/400V WYE, 16.6kW, Vertical, (12) Locking IEC C13, (12) Locking IEC C19, 10ft / 3m power cord with L22-30P, Black Powder Coat. | 2981 | 15% | 2552.8539
NU30038L | rPDU, Switched Outlet Level Monitoring EC, 30A, 230/400V WYE, 16.6kW, Vertical, (42) Locking IEC C13, (6) Locking IEC C19, 10ft / 3m power cord with 3P+N+E (IP44), Black Powder Coat. | 4419 | 15% | 3784.3211
NU30039L | rPDU, Switched Outlet Level Monitoring EC, 30A, 230/400V WYE, 16.6kW, Vertical, (42) Locking IEC C13, (6) Locking IEC C19, 10ft / 3m power cord with L22-30P, Black Powder Coat. | 4386 | 15% | 3756.0608
NU30040L | rPDU, Switched Outlet Level Monitoring EC, 35A, 208V Delta, 10.0kW, Vertical, (18) Locking IEC C13, (6) Locking IEC C19, 10ft / 3m power cord with 3P+E CA, Black Powder Coat. | 3064 | 15% | 2623.933
NU30041L | rPDU, Switched Outlet Level Monitoring EC, 35A, 208V Delta, 10.0kW, Vertical, (30) Locking IEC C13, (6) Locking IEC C19, 10ft / 3m power cord with 3P+E CA, Black Powder Coat. | 3507 | 15% | 3003.3071
NU30042L | rPDU, Switched Outlet Level Monitoring EC, 35A, 208V Delta, 10.0kW, Vertical, (24) Locking IEC C13, (12) Locking IEC C19, 10ft / 3m power cord with 3P+E CA, Black Powder Coat. | 3507 | 15% | 3003.3071
NU30043L | rPDU, Switched Outlet Level Monitoring EC, 35A, 208V Delta, 10.0kW, Vertical, (48) Locking IEC C13, 10ft / 3m power cord with 3P+E CA, Black Powder Coat. | 4164 | 15% | 3565.9455
NU30044L | rPDU, Switched Outlet Level Monitoring EC, 50A, 208V Delta, 14.4kW, Vertical, (12) Locking IEC C13, (12) Locking IEC C19, 10ft / 3m power cord with 3P+E CA, Black Powder Coat. | 3410 | 15% | 2920.2387
NU30045L | rPDU, Switched Outlet Level Monitoring EC, 50A, 208V Delta, 14.4kW, Vertical, (24) Locking IEC C13, (12) Locking IEC C19, 10ft / 3m power cord with 3P+E CA, Black Powder Coat. | 4000 | 15% | 3425.5
NU30046L | rPDU, Switched Outlet Level Monitoring EC, 50A, 208V Delta, 14.4kW, Vertical, (48) Locking IEC C13, 10ft / 3m power cord with 3P+E CA, Black Powder Coat. | 4690 | 15% | 4016.3988
NU30047L | rPDU, Switched Outlet Level Monitoring EC, 50A, 208V Delta, 14.4kW, Vertical, (42) Locking IEC C13, (6) Locking IEC C19, 10ft / 3m power cord with 3P+E CA, Black Powder Coat. | 4690 | 15% | 4016.3988
NU30049L | rPDU, Switched Outlet Level Monitoring EC, 60A, 208V Delta, 17.2kW, Vertical, (12) Locking IEC C13, (12) Locking IEC C19, 10ft / 3m power cord with 3P+E (IP44), Black Powder Coat. | 3668 | 15% | 3141.1835
NU30050L | rPDU, Switched Outlet Level Monitoring EC, 60A, 208V Delta, 17.2kW, Vertical, (12) Locking IEC C13, (12) Locking IEC C19, 10ft / 3m power cord with 3P+E (IP67), Black Powder Coat. | 3763 | 15% | 3222.5391
NU30051L | rPDU, Switched Outlet Level Monitoring EC, 60A, 208V Delta, 17.2kW, Vertical, (24) Locking IEC C13, (12) Locking IEC C19, 10ft / 3m power cord with 3P+E (IP44), Black Powder Coat. | 4257 | 15% | 3645.5884
NU30052L | rPDU, Switched Outlet Level Monitoring EC, 60A, 208V Delta, 17.2kW, Vertical, (24) Locking IEC C13, (12) Locking IEC C19, 10ft / 3m power cord with 3P+E (IP67), Black Powder Coat. | 4352 | 15% | 3726.944
NU30053L | rPDU, Switched Outlet Level Monitoring EC, 60A, 208V Delta, 17.2kW, Vertical, (48) Locking IEC C13, 10ft / 3m power cord with 3P+E (IP44), Black Powder Coat. | 4952 | 15% | 4240.769
NU30054L | rPDU, Switched Outlet Level Monitoring EC, 60A, 208V Delta, 17.2kW, Vertical, (48) Locking IEC C13, 10ft / 3m power cord with 3P+E (IP67), Black Powder Coat. | 5048 | 15% | 4322.981
NU30055L | rPDU, Switched Outlet Level Monitoring EC, 60A, 208V Delta, 17.2kW, Vertical, (42) Locking IEC C13, (6) Locking IEC C19, 10ft / 3m power cord with 3P+E (IP44), Black Powder Coat. | 4952 | 15% | 4240.769
NU30056L | rPDU, Switched Outlet Level Monitoring EC, 60A, 208V Delta, 17.2kW, Vertical, (42) Locking IEC C13, (6) Locking IEC C19, 10ft / 3m power cord with 3P+E (IP67), Black Powder Coat. | 5048 | 15% | 4322.981
NU30061L | rPDU, Switched Outlet Level Monitoring EC, 60A, 208V DELTA, 17.2kW, Vertical, (18) Locking IEC C13, (6) Locking IEC C19, Hardwired, Black Powder Coat. | 3196 | 15% | 2736.9745
NU30130 | rPDU, Switched Outlet Level Monitoring EC, 20A, 120V, 1.9kW, Vertical, (24) NEMA 5-20R, 10ft / 3m power cord with L5-20P, Black Powder Coat. | 2189 | 15% | 1874.6049
NU30131L | rPDU, Switched Outlet Level Monitoring EC, 30A, 208V, 4.9kW, Vertical, (12) Locking IEC C13, (6) Locking IEC C19, 10ft / 3m power cord with L6-30P, Black Powder Coat. | 2050 | 15% | 1755.5688
NU30200 | rPDU, Switched Outlet Level Monitoring EC, 15A, 120V, 1.4kW, Horizontal, (6) NEMA 5-15R, 10ft / 3m power cord wi | 1271 | 15% | 1088.4526
NU30201 | rPDU, Switched Outlet Level Monitoring EC, 15A, 120V, 1.4kW, Horizontal, (12) NEMA 5-15R, 10ft / 3m power cord w | 1620 | 15% | 1387.3275
NU30202 | rPDU, Switched Outlet Level Monitoring EC, 20A, 120V, 1.9kW, Horizontal, (12) NEMA 5-20R, 10ft / 3m power cord w | 1667 | 15% | 1427.5771
NU30203 | rPDU, Switched Outlet Level Monitoring EC, 20A, 120V, 1.9kW, Horizontal, (12) NEMA 5-20R, 10ft / 3m power cord w | 1682 | 15% | 1440.4228
NU30204 | rPDU, Switched Outlet Level Monitoring EC, 20A, 230/400V WYE, 11.0kW, Horizontal, (12) Combination C13/C19, 1 | 1994 | 15% | 1707.6118
NU30205 | rPDU, Switched Outlet Level Monitoring EC, 30A, 120V, 2.8kW, Horizontal, (12) NEMA 5-20R, 10ft / 3m power cord w | 1807 | 15% | 1547.4696
NU30206 | rPDU, Switched Outlet Level Monitoring EC, 30A, 208V, 4.9kW, Horizontal, (12) Combination C13/C19, 10ft power co | 1870 | 15% | 1601.4213
NU30207 | rPDU, Switched Outlet Level Monitoring EC, 30A, 120/208V WYE, 8.6kW, Horizontal, (12) Combination C13/C19, 10f | 2033 | 15% | 1741.0104
NU30208 | rPDU, Switched Outlet Level Monitoring EC, 30A, 208V DELTA, 8.6kW, Horizontal, (12) Combination C13/C19, 10ft / | 2033 | 15% | 1741.0104
NU30209 | rPDU, Switched Outlet Level Monitoring EC, 30A, 230/400V WYE, 16.6kW, Horizontal, (12) Combination C13/C19, 1 | 2244 | 15% | 1921.7055
NU30210 | rPDU, Switched Outlet Level Monitoring EC, 30A, 230/400V WYE, 16.6kW, Horizontal, (12) Combination C13/C19, 1 | 2244 | 15% | 1921.7055
NU30211 | rPDU, Switched Outlet Level Monitoring EC, 35A, 208V DELTA, 10.0kW, Horizontal, (12) Combination C13/C19, 10ft | 2118 | 15% | 1813.8022
NU30212 | rPDU, Switched Outlet Level Monitoring EC, 50A, 208V DELTA, 14.4kW, Horizontal, (12) Combination C13/C19, 10ft | 2742 | 15% | 2348.1802
NU30213 | rPDU, Switched Outlet Level Monitoring EC, 60A, 208V DELTA, 17.2kW, Horizontal, (12) Combination C13/C19, 10ft | 2992 | 15% | 2562.274
NU30214 | rPDU, Switched Outlet Level Monitoring EC, 60A, 208V DELTA, 17.2kW, Horizontal, (12) Combination C13/C19, 10ft | 3087 | 15% | 2643.6296
NU30215 | rPDU, Switched Outlet Level Monitoring EC, 30A, 208V, 4.9kW, Horizontal, (24) Combination C13/C19, 10ft power co | 2866 | 15% | 2454.3708
NU30216 | rPDU, Switched Outlet Level Monitoring EC, 30A, 208V, 5.7kW, Horizontal, (24) Combination C13/C19, 10ft power co | 2990 | 15% | 2560.5613
NU30217 | rPDU, Switched Outlet Level Monitoring EC, 30A, 120/208V WYE, 8.6kW, Horizontal, (24) Combination C13/C19, 10f | 3054 | 15% | 2615.3693
NU30218 | rPDU, Switched Outlet Level Monitoring EC, 30A, 208V DELTA, 8.6kW, Horizontal, (24) Combination C13/C19, 10ft / | 3054 | 15% | 2615.3693
PAPAPS-15K | PAPAPS-15K W STARTUP | 7455 | 15% | 6384.2756
PAPAPS-15KLF | PAPAPS-15K W LIFE | 8201 | 15% | 7023.1314
PAPAPS-20K | PAPAPS-20K W STARTUP | 7930 | 15% | 6791.0538
PAPAPS-20KLF | PAPAPS-20K W LIFE | 8724 | 15% | 7471.0155
PAPAPS-BATT1 | PAPAPS 1X BATT W STARTUP | 3439 | 15% | 2945.0736
PAPAPS-BATT2 | PAPAPS 2X BATT W STARTUP | 3577 | 15% | 3063.2534
PAPAPS-BATT3 | PAPAPS 3X BATT W STARTUP | 3628 | 15% | 3106.9285
PAPAPS-BATT4 | PAPAPS 4X BATT W STARTUP | 3765 | 15% | 3224.2519
PAPAPS-BATT5 | PAPAPS 5X BATT W STARTUP | 3901 | 15% | 3340.7189
PAPAPS-BATT6 | PAPAPS 6X BATT W STARTUP | 4038 | 15% | 3458.0422
PAPAPS-BATT7 | PAPAPS 7X BATT W STARTUP | 4174 | 15% | 3574.5093
PAPAPS-MBC | PAPAPS MAINT BP CAB | 2334 | 15% | 1998.7793
PAPGXT15-20K | PAPGXT15-20K W/STARTUP | 3285 | 15% | 2813.1919
PAPGXT15-20KLF | PAPGXT15-20kVA W/LIFE | 4064 | 15% | 3480.308
PAPGXT15-20KRLF | PAPGXT15-20KVA W/RMV/LIFE | 4684 | 15% | 4011.2605
PAPGXT15-20KRMV | PAPGXT15-20K W/STARTUP/RMV | 3906 | 15% | 3345.0008
PAPGXT-1K3K | PAPGXT-UP TO 3K WSTARTUP | 2166 | 15% | 1854.9082
PAPGXT-1K3KLF | POWER ASSR PCKG GXT 1-3KVA W LIFE | 3015 | 15% | 2581.9706
PAPGXT-1K3KRLF | POWER ASSR PCKG GXT 1-3KVA W RMVL+LIFE | 3646 | 15% | 3122.3432
PAPGXT-1K3KRMV | PAPGXT UP TO 3K WSTARTUP RMV | 2830 | 15% | 2423.5413
PAPGXT-5K6K | PAPGXT-5K6K WSTARTUP | 2487 | 15% | 2129.8046
PAPGXT-5K6KLF | POWER ASSR PCKG GXT 5-6KVA W LIFE | 3319 | 15% | 2842.3086
PAPGXT-5K6KRLF | POWER ASSR PCKG GXT 5-6KVA W RMVL+LIFE | 3945 | 15% | 3378.3994
PAPGXT-5K6KRMV | PAPGXT-5K6K WSTARTUP RMV | 3144 | 15% | 2692.443
PAPGXT-8-10K | PAPGXT-8-10K WSTARTUP | 3368 | 15% | 2884.271
PAPGXT-8-10KLF | POWER ASSR PCKG GXT 8-10KVA W LIFE | 4145 | 15% | 3549.6744
PAPGXT-8-10KRLF | POWER ASSR PCKG GXT 8-10KVA W RMVL+LIFE | 4781 | 15% | 4094.3289
PAPGXT-8-10KRMV | PAPGXT-8-10K WSTARTUP RMV | 4004 | 15% | 3428.9255
PAPGXT-BATT | PAPGXT BATT WSTARTUP | 1596 | 15% | 1366.7745
PAPGXT-BATTRMV | PAPGXT BATT WSTARTUP RMV | 2259 | 15% | 1934.5511
PAPGXTLI-1K3K | 5 YEAR PAPGXT-LITHIUM 1-3KVA SERVICE | 3551 | 15% | 3040.9876
PAPGXTLI-1K3KLF | 5 YEAR PAPGXT-LITHIUM 1-3KVA SERVICE W LIFE | 4051 | 15% | 3469.1751
PAPGXTLI-1K3KRLF | 5 YEAR PAPGXT-LITHIUM 1-3KVA SERVICE W RMV + LIFE | 3281 | 15% | 2809.7664
PAPGXTLI-1K3KRMV | 5 YEAR PAPGXT-LITHIUM 1-3KVA SERVICE W RMV | 2547 | 15% | 2181.1871
PAPGXTLI-48VBATT | POWER ASSR 48V LI BATT CAB w STARTUP | 1436 | 15% | 1229.7545
PAPGXTLI-48VBATTRMV | POWER ASSR 48V LI BATT CAB w STARTUP+REMOVAL | 2033 | 15% | 1741.0104
PAPITA-8-10K | PAP ITA2 8-10K, Startup 7x24 | 3551 | 15% | 3040.9876
PAPITA-8-10KLF | PAP ITA2 8-10K, SU 7x24, LIFE | 4051 | 15% | 3469.1751
PAPITA-8-10KRLF | PAP ITA2 8-10KVA WS/U LIFE RMV | 4119 | 15% | 3527.4086
PAPITA-8-10KRMV | PAP ITA2 8-10KVA w S/U RMV | 4120 | 15% | 3528.265
PAPITA-BATT | PAP ITA2 EBC, Startup 7x24 | 1659 | 15% | 1420.7261
PAPITA-BATTRMV | PAP ITA2 BATT W S/U & RMV | 2220 | 15% | 1901.1525
PAPPSI-1K3K | PAPPSI UP TO 3K WSTARTUP | 1908 | 15% | 1633.9635
PAPPSI-1K3KLF | PAPPSI UP TO 3K WSTARTUP W LIFE | 2830 | 15% | 2423.5413
PAPPSI-1K3KLI | PAPPSI UP TO 3K LI WSTARTUP | 1718 | 15% | 1471.2523
PAPPSI-1K3KLILF | PAPPSI UP TO 3K LI WSTARTUP W LIFE | 2755 | 15% | 2359.3131
PAPPSI-1K3KLIRLF | PAPPSI UP TO 3K LI W SU RMV W LIFE | 3478 | 15% | 2978.4722
PAPPSI-1K3KLIRMV | PAPPSI UP TO 3K LI WSTARTUPRMV | 2313 | 15% | 1980.7954
PAPPSI-1K3KRLF | PAPPSI UP TO 3K W SU RMV W LIFE | 3586 | 15% | 3070.9608
PAPPSI-1K3KRMV | PAPPSI UP TO 3K WSTARTUP RMV | 2572 | 15% | 2202.5965
PAPPSI-5K | PAPPSI 5K WSTARTUP | 2220 | 15% | 1901.1525
PAPPSI-5KLF | PAPPSI 5K WSTARTUP W LIFE | 3129 | 15% | 2679.5974
PAPPSI-5KRLF | PAPPSI 5K W SU RMV W LIFE | 3735 | 15% | 3198.5606
PAPPSI-5KRMV | PAPPSI 5K WSTARTUPRMV | 2856 | 15% | 2445.807
PAPPSI-BATT | PAPPSI BATT WSTARTUP | 1732 | 15% | 1483.2415
PAPPSI-BATTRMV | PAPPSI BATT WSTARTUP RMV | 2345 | 15% | 2008.1994
PB-GVG3-1000VA | Pro Refresh GVG3-1000 SS | 2543 | 15% | 2177.7616
PB-GVG3-1500VA | Pro Refresh GVG3-1500 SS | 2754 | 15% | 2358.4568
PB-GVG3-2000VA | Pro Refresh GVG3-2000 SS | 2754 | 15% | 2358.4568
PB-GVG3-3000VA | Pro Refresh GVG3-3000 SS | 2906 | 15% | 2488.6258
PB-GVG3-6K208V | Pro Refresh GVG3-6K SS | 4894 | 15% | 4191.0993
PB-GVG3X1000VA | Pro Refresh GVG3-1000 MS | 1780 | 15% | 1524.3475
PB-GVG3X1500VA | Pro Refresh GVG3-1500 MS | 1928 | 15% | 1651.091
PB-GVG3X2000VA | Pro Refresh GVG3-2000 MS | 1928 | 15% | 1651.091
PB-GVG3X3000VA | Pro Refresh GVG3-3000 MS | 2326 | 15% | 1991.9282
PB-GVG3X6K208V | Pro Refresh GVG3-6K MS | 3916 | 15% | 3353.5645
PB-GXT34-1000VA | Pro Refresh GXT34-1000 SS | 2376 | 15% | 2034.747
PB-GXT34-1500VA | Pro Refresh GXT34-1500 SS | 2633 | 15% | 2254.8354
PB-GXT34-2000VA | Pro Refresh GXT34-2000 SS | 2633 | 15% | 2254.8354
PB-GXT34-3000VA | Pro Refresh GXT34-3000 SS | 2739 | 15% | 2345.6111
PB-GXT34-500VA | Pro Refresh GXT34-500 SS | 2376 | 15% | 2034.747
PB-GXT34-5K208V | Pro Refresh GXT34-5K SS | 4221 | 15% | 3614.7589
PB-GXT34-6K208V | Pro Refresh GXT34-6K SS | 4221 | 15% | 3614.7589
PB-GXT34-6KL630 | Pro Refresh GXT34-6KL6 SS | 5260 | 15% | 4504.5325
PB-GXT34-700VA | Pro Refresh GXT34-700 SS | 2376 | 15% | 2034.747
PB-GXT34-8-10K | Pro Refresh GXT34-8-10 SS | 5809 | 15% | 4974.6824
PB-GXT34X1000VA | Pro Refresh GXT34-1000 MS | 1425 | 15% | 1220.3344
PB-GXT34X1500VA | Pro Refresh GXT34-1500 MS | 1581 | 15% | 1353.9289
PB-GXT34X2000VA | Pro Refresh GXT34-2000 MS | 1581 | 15% | 1353.9289
PB-GXT34X3000VA | Pro Refresh GXT34-3000 MS | 2193 | 15% | 1878.0304
PB-GXT34X500VA | Pro Refresh GXT34-500 MS | 1425 | 15% | 1220.3344
PB-GXT34X5K208V | Pro Refresh GXT34-5K MS | 3376 | 15% | 2891.122
PB-GXT34X6K208V | Pro Refresh GXT34-6K MS | 3376 | 15% | 2891.122
PB-GXT34X6KL630 | Pro Refresh GXT34-6KL6 MS | 4209 | 15% | 3604.4824
PB-GXT34X700VA | Pro Refresh GXT34-700 MS | 1358 | 15% | 1162.9572
PB-GXT34X8-10K | Pro Refresh GXT34-8-10 MS | 4648 | 15% | 3980.431
PB-PSI3-1000RT | Pro Refresh PSI3-1000RT SS | 1814 | 15% | 1553.4642
PB-PSI3-1000XR | Pro Refresh PSI3-1000XR SS | 1885 | 15% | 1614.2669
PB-PSI3-1500RT | Pro Refresh PSI3-1500RT SS | 1872 | 15% | 1603.134
PB-PSI3-1500XR | Pro Refresh PSI3-1500XR SS | 1912 | 15% | 1637.389
PB-PSI3-2000RT | Pro Refresh PSI3-2000RT SS | 1987 | 15% | 1701.6171
PB-PSI3-2000XR | Pro Refresh PSI3-2000XR SS | 2053 | 15% | 1758.1379
PB-PSI3-3000RT | Pro Refresh PSI3-3000RT SS | 2019 | 15% | 1729.0211
PB-PSI3-3000XR | Pro Refresh PSI3-3000XR SS | 2077 | 15% | 1778.6909
PB-PSI3-750RT | Pro Refresh PSI3-750RT SS | 1814 | 15% | 1553.4642
PB-PSI3X1000RT | Pro Refresh PSI3-1000RT MS | 1088 | 15% | 931.736
PB-PSI3X1000XR | Pro Refresh PSI3-1000XR MS | 1132 | 15% | 969.4165
PB-PSI3X1500RT | Pro Refresh PSI3-1500RT MS | 1125 | 15% | 963.4219
PB-PSI3X1500XR | Pro Refresh PSI3-1500XR MS | 1149 | 15% | 983.9749
PB-PSI3X2000RT | Pro Refresh PSI3-2000RT MS | 1191 | 15% | 1019.9426
PB-PSI3X2000XR | Pro Refresh PSI3-2000XR MS | 1232 | 15% | 1055.054
PB-PSI3X24VBXR | ProRef PSI3-24VB MULTI | 1490 | 15% | 1275.9987
PB-PSI3X3000RT | Pro Refresh PSI3-3000RT MS | 1262 | 15% | 1080.7453
PB-PSI3X3000XR | Pro Refresh PSI3-3000XR MS | 1300 | 15% | 1113.2875
PB-PSI3X48VBXR | ProRef PSI3-48VB MULTI | 1490 | 15% | 1275.9987
PB-PSI3X750RT | Pro Refresh PSI3-750RT MS | 1088 | 15% | 931.736
PB-PSI5-1100VA | PB-PSI5-1100VA | 1879 | 15% | 1609.1286
PB-PSI5-1500LI | Pro Refresh PSI5-1500LI SS | 3119 | 15% | 2671.0336
PB-PSI5-1500VA | PB-PSI5-1500VA | 1971 | 15% | 1687.9151
PB-PSI5-2200LI | Pro Refresh PSI5-2200LI SS | 4007 | 15% | 3431.4946
PB-PSI5-2200VA | PB-PSI5-2200VA | 2048 | 15% | 1753.856
PB-PSI5-3000LI | Pro Refresh PSI5-3000LI SS | 4825 | 15% | 4132.0094
PB-PSI5-3000VA | PB-PSI5-3000VA | 2075 | 15% | 1776.9781
PB-PSI5-5000VA | PB-PSI5-5000VA | 2961 | 15% | 2535.7264
PB-PSI5-800VA | PB-PSI5-800VA | 1866 | 15% | 1597.9958
PB-PSI5X1100VA | ProRef PSI5X1100 MULTI | 1129 | 15% | 966.8474
PB-PSI5X-1500LI | Pro Refresh PSI5-1500LI MS | 1872 | 15% | 1603.134
PB-PSI5X1500VA | ProRef PSI5X1500 MULTI | 1183 | 15% | 1013.0916
PB-PSI5X-2200LI | Pro Refresh PSI5-2200LI MS | 2405 | 15% | 2059.5819
PB-PSI5X2200VA | ProRef PSI5X2200 MULTI | 1231 | 15% | 1054.1976
PB-PSI5X-3000LI | Pro Refresh PSI5-3000LI MS | 2896 | 15% | 2480.062
PB-PSI5X3000VA | ProRef PSI5X3000 MULTI | 1245 | 15% | 1066.1869
PB-PSI5X5000VA | ProRef PSI5X5000 MULTI | 1777 | 15% | 1521.7784
PB-PSI5X800VA | ProRef PSI5X800 MULTI | 1120 | 15% | 959.14
PBRGVG3-1000LF | Pro RefreshPL LF GVG3-1000 SS | 3568 | 15% | 3055.546
PBRGVG3-1000VA | PBRGVG3-1000VA 2YR BASIC | 3126 | 15% | 2677.0283
PBRGVG3-1500LF | Pro RefreshPL LF GVG3-1500 SS | 3785 | 15% | 3241.3794
PBRGVG3-1500VA | PBRGVG3-1500VA 2YR BASIC | 3326 | 15% | 2848.3032
PBRGVG3-2000LF | Pro RefreshPL LF GVG3-2000 SS | 3785 | 15% | 3241.3794
PBRGVG3-2000VA | PBRGVG3-2000VA 2YR BASIC | 3326 | 15% | 2848.3032
PBRGVG3-3000LF | Pro RefreshPL LF GVG3-3000 SS | 3940 | 15% | 3374.1175
PBRGVG3-3000VA | PBRGVG3-3000VA 2YR BASIC | 3466 | 15% | 2968.1958
PBRGVG3-6K208L | Pro RefreshPL LF GVG3-6K SS | 6331 | 15% | 5421.7101
PBRGVG3-6K208V | PBRGVG3-6K208V 2YR BASIC | 5599 | 15% | 4794.8436
PBRGVG3X1000LF | Pro RefreshPL LF GVG3-1000 MS | 2229 | 15% | 1908.8599
PBRGVG3X1000VA | ProRef PL GVG3-1000 MULTI | 1956 | 15% | 1675.0695
PBRGVG3X1500LF | Pro RefreshPL LF GVG3-1500 MS | 2366 | 15% | 2026.1833
PBRGVG3X1500VA | ProRef PL GVG3-1500 MULTI | 2078 | 15% | 1779.5473
PBRGVG3X2000LF | Pro RefreshPL LF GVG3-2000 MS | 2366 | 15% | 2026.1833
PBRGVG3X2000VA | ProRef PL GVG3-2000 MULTI | 2078 | 15% | 1779.5473
PBRGVG3X3000LF | Pro RefreshPL LF GVG3-3000 MS | 2956 | 15% | 2531.4445
PBRGVG3X3000VA | ProRef PL GVG3-3000 MULTI | 2600 | 15% | 2226.575
PBRGVG3X6K208L | Pro RefreshPL LF GVG3-6K MS | 4750 | 15% | 4067.7813
PBRGVG3X6K208V | ProRef PL GVG3-6K208 MULTI | 4199 | 15% | 3595.9186
PBRGXT34-1000LF | Pro RefreshPL LF GXT34-1000 SS | 3396 | 15% | 2908.2495
PBRGXT34-1000VA | PBRGXT3+4-1000VA 2YR BASIC | 2973 | 15% | 2546.0029
PBRGXT34-1500LF | Pro RefreshPL LF GXT34-1500 SS | 3660 | 15% | 3134.3325
PBRGXT34-1500VA | PBRGXT3+4-1500VA 2YR BASIC | 3213 | 15% | 2751.5329
PBRGXT34-2000LF | Pro RefreshPL LF GXT34-2000 SS | 3660 | 15% | 3134.3325
PBRGXT34-2000VA | PBRGXT3+4-2000VA 2YR BASIC | 3213 | 15% | 2751.5329
PBRGXT34-3000LF | Pro RefreshPL LF GXT34-3000 SS | 3770 | 15% | 3228.5338
PBRGXT34-3000VA | PBRGXT3+4-3000VA 2YR BASIC | 3311 | 15% | 2835.4576
PBRGXT34-500LF | Pro RefreshPL LF GXT34-500 SS | 3396 | 15% | 2908.2495
PBRGXT34-500VA | PBRGXT3+4-500VA Basic | 2973 | 15% | 2546.0029
PBRGXT34-5K208L | Pro RefreshPL LF GXT34-5K SS | 5780 | 15% | 4949.8475
PBRGXT34-5K208V | PBRGXT3+4-5K208V Basic | 4970 | 15% | 4256.1838
PBRGXT34-6K208L | Pro RefreshPL LF GXT34-6K SS | 5780 | 15% | 4949.8475
PBRGXT34-6K208V | PBRGXT3+4-6K208V 2YR BASIC | 4970 | 15% | 4256.1838
PBRGXT34-6KL630 | PBRGXT3+4-6KL630 2YR BASIC | 5941 | 15% | 5087.7239
PBRGXT34-6KL6LF | Pro RefreshPL LF GXT34-6KL6 SS | 6875 | 15% | 5887.5781
PBRGXT34-700LF | Pro RefreshPL LF GXT34-700 SS | 3481 | 15% | 2981.0414
PBRGXT34-700VA | PBRGXT3+4-700VA Basic | 2973 | 15% | 2546.0029
PBRGXT34-8-10K | Pro RefreshPL GXT34-8-10 SS | 7850 | 15% | 6722.5438
PBRGXT34-8-10LF | Pro RefreshPL LF GXT34-8-10 SS | 8113 | 15% | 6947.7704
PBRGXT34X1000LF | Pro RefreshPL LF GXT34-1000 MS | 1740 | 15% | 1490.0925
PBRGXT34X1000VA | ProRef PL GXT3-4 1000 MULTI | 1486 | 15% | 1272.5732
PBRGXT34X1500LF | Pro RefreshPL LF GXT34-1500 MS | 1874 | 15% | 1604.8467
PBRGXT34X1500VA | ProRef PL GXT3-4 1500 MULTI | 1605 | 15% | 1374.4819
PBRGXT34X2000LF | Pro RefreshPL LF GXT34-2000 MS | 1874 | 15% | 1604.8467
PBRGXT34X2000VA | ProRef PL GXT3-4 2000 MULTI | 1605 | 15% | 1374.4819
PBRGXT34X3000LF | Pro RefreshPL LF GXT34-3000 MS | 2896 | 15% | 2480.062
PBRGXT34X3000VA | ProRef PL GXT3-4 3000 MULTI | 2484 | 15% | 2127.2355
PBRGXT34X500LF | Pro RefreshPL LF GXT34-500 MS | 1740 | 15% | 1490.0925
PBRGXT34X500VA | ProRef PL GXT3-4 500 MULTI | 1486 | 15% | 1272.5732
PBRGXT34X5K208L | Pro RefreshPL LF GXT34-5K MS | 4336 | 15% | 3713.242
PBRGXT34X5K208V | ProRef PL GXT3-4 5K208 MULTI | 3728 | 15% | 3192.566
PBRGXT34X6K208L | Pro RefreshPL LF GXT34-6K MS | 4376 | 15% | 3747.497
PBRGXT34X6K208V | ProRef PL GXT3-4 6K208 MULTI | 3728 | 15% | 3192.566
PBRGXT34X6KL630 | ProRef PL GXT3-4 6KL6 MULTI | 4458 | 15% | 3817.7197
PBRGXT34X6KL6LF | Pro RefreshPL LF GXT34-6KL6 MS | 5155 | 15% | 4414.6131
PBRGXT34X700LF | Pro RefreshPL LF GXT34-700 MS | 1740 | 15% | 1490.0925
PBRGXT34X700VA | PBRGXT3+4-700VA MULTI | 1486 | 15% | 1272.5732
PBRGXT34X750LF | ProRef PL GXT3-4-750LF MULTI | 1543 | 15% | 1321.3866
PBRGXT34X750VA | ProRef PL GXT3-4 750 MULTI | 1486 | 15% | 1272.5732
PBRGXT34X8-10K | Pro RefreshPL GXT34-8-10 MS | 5888 | 15% | 5042.336
PBRGXT34X8-10LF | Pro RefreshPL LF GXT34-8-10 MS | 6084 | 15% | 5210.1855
PBRPSI3-1000RT | Pro RefreshPL PSI3-1000RT SS | 2621 | 15% | 2244.5589
PBRPSI3-1000XR | Pro RefreshPL PSI3-1000XR SS | 2697 | 15% | 2309.6434
PBRPSI3-1500RT | Pro RefreshPL PSI3-1500RT SS | 2683 | 15% | 2297.6541
PBRPSI3-1500XR | Pro RefreshPL PSI3-1500XR SS | 2724 | 15% | 2332.7655
PBRPSI3-2000RT | Pro RefreshPL PSI3-2000RT SS | 2805 | 15% | 2402.1319
PBRPSI3-2000XR | Pro RefreshPL PSI3-2000XR SS | 2873 | 15% | 2460.3654
PBRPSI3-24VBXR | PBRPSI3-24VBXR 2YR BASIC | 2643 | 15% | 2263.3991
PBRPSI3-3000RT | Pro RefreshPL PSI3-3000RT SS | 2838 | 15% | 2430.3922
PBRPSI3-3000XR | Pro RefreshPL PSI3-3000XR SS | 2898 | 15% | 2481.7748
PBRPSI3-48VBXR | PBRPSI3-48VBXR 2YR BASIC | 2643 | 15% | 2263.3991
PBRPSI3-750RT | Pro RefreshPL PSI3-750RT SS | 2621 | 15% | 2244.5589
PBRPSI3X1000RT | Pro RefreshPL PSI3-1000RT MS | 1311 | 15% | 1122.7076
PBRPSI3X1000XR | Pro RefreshPL PSI3-1000XR MS | 1348 | 15% | 1154.3935
PBRPSI3X1500RT | Pro RefreshPL PSI3-1500RT MS | 1309 | 15% | 1120.9949
PBRPSI3X1500XR | Pro RefreshPL PSI3-1500XR MS | 1363 | 15% | 1167.2391
PBRPSI3X2000RT | Pro RefreshPL PSI3-2000RT MS | 1402 | 15% | 1200.6378
PBRPSI3X2000XR | Pro RefreshPL PSI3-2000XR MS | 1439 | 15% | 1232.3236
PBRPSI3X24VBXR | ProRef PL PSI3-24VB MULTI | 1850 | 15% | 1584.2938
PBRPSI3X3000RT | Pro RefreshPL PSI3-3000RT MS | 1490 | 15% | 1275.9987
PBRPSI3X3000XR | Pro RefreshPL PSI3-3000XR MS | 1521 | 15% | 1302.5464
PBRPSI3X48VBXR | ProRef PL PSI3-48VB MULTI | 1850 | 15% | 1584.2938
PBRPSI3X750RT | Pro RefreshPL PSI3-750RT MS | 1311 | 15% | 1122.7076
PBRPSI5-1100LF | PBRPSI5-1100VA 2YR BASIC+LF | 2684 | 15% | 2298.5105
PBRPSI5-1100VA | PBRPSI5-1100VA 2YR BASIC | 2579 | 15% | 2208.5911
PBRPSI5-1500LF | PBRPSI5-1500VA 2YR BASIC+LF | 2774 | 15% | 2375.5843
PBRPSI5-1500LI | Pro-Refresh Plus PSI5-1500 LI 2yr | 3736 | 15% | 3199.417
PBRPSI5-1500LILF | Pro Refresh Plus PSI5-1500LI SS | 4099 | 15% | 3510.2811
PBRPSI5-1500VA | PBRPSI5-1500VA 2YR BASIC | 2669 | 15% | 2285.6649
PBRPSI5-2200LF | PBRPSI5-2200VA 2YR BASIC+LF | 2853 | 15% | 2443.2379
PBRPSI5-2200LI | Pro-Refresh Plus PSI5-2200 LI 2yr | 4449 | 15% | 3810.0124
PBRPSI5-2200LILF | Pro Refresh Plus PSI5-2200LI SS | 4812 | 15% | 4120.8765
PBRPSI5-2200VA | PBRPSI5-2200VA 2YR BASIC | 2747 | 15% | 2352.4621
PBRPSI5-3000LF | PBRPSI5-3000VA 2YR BASIC+LF | 2878 | 15% | 2464.6472
PBRPSI5-3000LI | Pro-Refresh Plus PSI5-3000 LI 2yr | 5247 | 15% | 4493.3996
PBRPSI5-3000LILF | Pro Refresh Plus PSI5-3000LI SS | 5629 | 15% | 4820.5349
PBRPSI5-3000VA | PBRPSI5-3000VA 2YR BASIC | 2773 | 15% | 2374.7279
PBRPSI5-5000LF | PBRPSI5-5000VA 2YR BASIC+LF | 4060 | 15% | 3476.8825
PBRPSI5-5000VA | PBRPSI5-5000VA 2YR BASIC | 3916 | 15% | 3353.5645
PBRPSI5-800LF | PBRPSI5-800VA 2YR BASIC+LF | 2670 | 15% | 2286.5213
PBRPSI5-800VA | PBRPSI5-800VA 2YR BASIC | 2565 | 15% | 2196.6019
PBRPSI5X1100LF | ProRef PL PSI5X1100LF MULTI | 1342 | 15% | 1149.2553
PBRPSI5X1100VA | ProRef PL PSI5X1100 MULTI | 1289 | 15% | 1103.8674
PBRPSI5X1500LF | ProRef PL PSI5X1500LF MULTI | 1387 | 15% | 1187.7921
PBRPSI5X1500LI | Pro Refresh Plus MULTI PSI5-1500 LI 2 Yr | 2241 | 15% | 1919.1364
PBRPSI5X1500LILF | Pro Refresh Plus PSI5-1500LI MS | 2459 | 15% | 2105.8261
PBRPSI5X1500VA | ProRef PL PSI5X1500 MULTI | 1335 | 15% | 1143.2606
PBRPSI5X2200LF | ProRef PL PSI5X2200LF MULTI | 1425 | 15% | 1220.3344
PBRPSI5X2200LI | Pro Refresh Plus MULTI PSI5-2200 LI 2 Yr | 2670 | 15% | 2286.5213
PBRPSI5X2200LILF | Pro Refresh Plus PSI5-2200LI MS | 2888 | 15% | 2473.211
PBRPSI5X2200VA | ProRef PL PSI5X2200 MULTI | 1373 | 15% | 1175.8029
PBRPSI5X3000LF | ProRef PL PSI5X3000LF MULTI | 1440 | 15% | 1233.18
PBRPSI5X3000LI | Pro Refresh Plus MULTI PSI5-3000 LI 2 Yr | 3149 | 15% | 2696.7249
PBRPSI5X3000LILF | Pro Refresh Plus PSI5-3000LI MS | 3378 | 15% | 2892.8347
PBRPSI5X3000VA | ProRef PL PSI5X3000 MULTI | 1387 | 15% | 1187.7921
PBRPSI5X5000LF | ProRef PL PSI5X5000LF MULTI | 2030 | 15% | 1738.4413
PBRPSI5X5000VA | ProRef PL PSI5X5000 MULTI | 1958 | 15% | 1676.7822
PBRPSI5X800LF | ProRef PL PSI5X800LF MULTI | 1335 | 15% | 1143.2606
PBRPSI5X800VA | ProRef PL PSI5X800 MULTI | 1283 | 15% | 1098.7291
PD2-001 | GXT3 5/6kVA POD, Plug-n-Play L14-30P, 208/120, (4)5-20 (1) L14-30 (1) L6-30R | 792 | 15% | 678.249
PD2-002 | GXT3 5/6kVA POD, Plug-n-Play L14-30P, 208V/120V, (2) 5-20R, (2) L6-20R | 792 | 15% | 678.249
PD2-003 | GXT3 5/6kVA POD, Plug-n-Play L14-30P, 208V/120V, (4) 5-20R, (2) L6-30 | 792 | 15% | 678.249
PD2-004 | GXT3 5/6kVA POD, Plug-n-Play L14-30P, 208V/120V, (4) L5-20R, (2) L5-30R | 792 | 15% | 678.249
PD2-005 | GXT3 5/6kVA POD, Plug-n-Play L14-30P, 208V/120V, (4) L5-20R, (2) L6-30R | 792 | 15% | 678.249
PD2-006 | GXT3 5/6kVA POD, Plug-n-Play L14-30P, 208V/120V, (4) L6-20R | 792 | 15% | 678.249
PD2-007 | GXT3 5/6kVA POD, Plug-n-Play L14-30P, 208V/120V, (2) L6-20R, (2) L5-20R | 792 | 15% | 678.249
PD2-080 | Power Output Distribution (POD) for Liebert GXT3-5000RT230, GXT3-6000RT230, GXT4-5000RT230, and GXT4- 6000RT230 UPS Systems, with (6) IEC320-C13, (1) IEC309-32A output sockets | 792 | 15% | 678.249
PD2-101 | GXT3 8/10kVA POD, Output Distribution, 208/120, (2) L6-30 (8) 5-20R | 600 | 15% | 513.825
PD2-102 | GXT3 8/10kVA POD, Output Distribution, 208V/120V, (4) L6-20R, (4) 5-20R | 600 | 15% | 513.825
PD2-103 | GXT3 8/10kVA POD, Output Distribution, 208V/120V, (4) 5-20R, (4) L6-30R | 744 | 15% | 637.143
PD2-104 | GXT3 8/10kVA POD, Output Distribution, 208V/120V, (4) 5-20R, (2) L6-30R, (2) L6-20R | 744 | 15% | 637.143
PD2-105 | GXT3 8/10kVA POD, Output Distribution, 208V/120V, (4) 5-20R, (2) L5-30R, (2) L5-20R | 600 | 15% | 513.825
PD2-106 | GXT3 8/10kVA POD, Output Distribution, 208V/120V, (4) L6-20R, (4) L5-20R | 744 | 15% | 637.143
PD2-107 | GXT3 8/10kVA POD, Output Distribution, 208V/120V, (4) L5-20R, (4) 5-15/20R T-slot | 600 | 15% | 513.825
PD2-108 | GXT3 8/10kVA POD, Output Distribution, 208V/120V, (2) L6-30R, (2) L6-20R | 696 | 15% | 596.037
PD2-109 | GXT3 8/10kVA POD, Output Distribution, 208V/120V, (2) L14-30R | 744 | 15% | 637.143
PD2-200 | GXT3 8/10kVA POD, Output Distribution, 208V/120V, (4) IEC320-C19, (4) IEC320-C13 | 600 | 15% | 513.825
PD2-201 | GXT3 8/10kVA POD, Output Distribution, 208V/120V, (2) IEC320-C19, (8) IEC320-C13 | 600 | 15% | 513.825
PD2-202 | POD with (12) IEC320-C13 output sockets | 600 | 15% | 513.825
PD2-203 | Power Output Distribution (POD) for Liebert GXT300RT230 and Liebert GXT400RT230 UPS Systems, with (4) IEC320-C13, (2) IEC309-32A output sockets | 792 | 15% | 678.249
PD2-204 | Power Output Distribution (POD) for Liebert GXT3-8000RT208, GXT300RT208, GXT4-8000RT208, and Liebert GXT400RT208 UPS Systems, with (4) IEC320-C13, (2) IEC309-32A output sockets | 744 | 15% | 637.143
PD2-HDWR | GXT3 5/6kVA 208V Distrib. Box, Hardwired, Distribution, Hardwired in/out | 229 | 15% | 196.1099
PD2-HDWR-MBS | GXT3 5/6kVA 208V POD, Hardwired, Hardwired in/out, w/Maint. Bypass | 564 | 15% | 482.9955
PD2-L630 | GXT3 6KVA RTL630 STD POD | 780 | 15% | 667.9725
PD3-001 | ITA2 3-PH POD with (2) L21-30R | 630 | 15% | 539.5163
PD3-002 | ITA2 3-PH POD with (6) L6-30R | 630 | 15% | 539.5163
PD3-003 | ITA2 3-PH POD with (6) L5-30R | 630 | 15% | 539.5163
PD3-004 | ITA2 3-PH POD with (1) IEC60309 4W+G | 1295 | 15% | 1109.0056
PD3-005 | ITA2 3-PH POD with (6) L5-20R | 630 | 15% | 539.5163
PD3-006 | ITA2 3-PH POD with (6) L6-20R | 630 | 15% | 539.5163
PD3-007 | ITA2 3-PH POD with (2) L15-30R | 630 | 15% | 539.5163
PD3-008 | ITA2 3-PH POD with (1) CS8364C | 695 | 15% | 595.1806
PD3-009 | ITA2 3-PH POD with (2) L21-20R | 630 | 15% | 539.5163
PD3-010 | ITA2 3-PH POD with (2) L15-20R | 630 | 15% | 539.5163
PD3-011 | ITA2 3-PH POD with (1) IEC60309 3W+G | 1075 | 15% | 920.6031
PD5-001 | L14-30P input, with (1) L6-30R, (1) L14-30R, (4) 5-15/20R T-slot Output receptacles | 869 | 15% | 744.1899
PD5-002 | L14-30P input, with (2) L6-20R, (2) 5-15/20R T-slot Output receptacles | 869 | 15% | 744.1899
PD5-003 | L14-30P input, with (2) L6-30R, (4) 5-15/20R T-slot Output receptacles | 869 | 15% | 744.1899
PD5-004 | L14-30P input, with (4) L5-20R, (2) L5-30R Output receptacles | 869 | 15% | 744.1899
PD5-005 | L14-30P Input, with (4) L5-20R, (2) L6-30R Output receptacles | 869 | 15% | 744.1899
PD5-006 | L14-30P Input, with (4) L6-20R Output receptacles | 869 | 15% | 744.1899
PD5-10KL630 | HW Input, HW Output or (2) L6-30R Output receptacles | 869 | 15% | 744.1899
PD5-201 | Vertiv GXT5 5kVA HV Maintenance Bypass and Output Power Distribution Accessory | 869 | 15% | 744.1899
PD5-202 | Vertiv GXT5 8/10kVA HV Maintenance Bypass and Output Power Distribution Accessory | 869 | 15% | 744.1899
PD5-L630 | L6-30P Input, with (2) L6-30R, (2) L6-20R Output receptacles | 658 | 15% | 563.4947
PDB2N3001 | Power Distribution Box 16' Delta | 2450 | 15% | 2098.1188
PDB2N3002 | Power Distribution Box 22' Delta | 2600 | 15% | 2226.575
PDB2N3003 | Power Distribution Box 28' Delta | 2750 | 15% | 2355.0312
PDB2N3004 | Power Distribution Box 34' Delta | 3510 | 15% | 3005.8763
PDB2N3005 | Basic, Standard, 30A, 208V DELTA, 3 Phase, Horizontal, Breakered, Hardwired. Black Powder Coat. | 1130 | 15% | 967.7038
PDB2U3001 | Power Distribution Box, Basic, 30/32A, 230/400V, (4) 16 foot power cables with universal power distribution unit (UPDU) connector. | 584 | 15% | 500.123
PDB2U3002 | Power Distribution Box, Basic, 30/32A, 230/400V, (4) 22 foot power cables with universal power distribution unit (UPDU) connector. | 1490 | 15% | 1275.9987
PDB2U3003 | Power Distribution Box, Basic, 30/32A, 230/400V, (4) 28 foot power cables with universal power distribution unit (UPDU) connector. | 3198 | 15% | 2738.6872
PDB2U3004 | Power Distribution Box, Basic, 30/32A, 230/400V, (4) 34 foot power cables with universal power distribution unit (UPDU) connector. | 3752 | 15% | 3213.119
PDB2U3005 | Power Distribution Box, Basic, 30/32A, 230/400V, (4) 40 foot power cables with universal power distribution unit (UPDU) connector. | 1760 | 15% | 1507.22
PEPGXT-144BAT5YR | 5yr emergency service 24x7 on 144V ext batt | 1130 | 15% | 967.7038
PEPGXT-15005YR | 5yr emergency service 24x7 on 1500VA | 584 | 15% | 500.123
PEPGXT-1500LF | Pwr Emergency Pkg GXT-1500LF | 1490 | 15% | 1275.9987
PEPGXT15-20K5YR | PEP No Install or RMV | 3198 | 15% | 2738.6872
PEPGXT15-20KLF | PEP w/LIFE No Install No RMV | 3752 | 15% | 3213.119
PEPGXT-192BAT5YR | 5yr emergency service 24x7 on 192V ext batt | 1760 | 15% | 1507.22
PEPGXT-1K5YR | 5yr emergency service 24x7 up to 1kVA | 474 | 15% | 405.9217
PEPGXT-1KLF | Pwr Emergency Pkg GXT-1KLF | 1490 | 15% | 1275.9987
PEPGXT-20005YR | 5yr emergency service 24x7 on 2kVA | 766 | 15% | 655.9833
PEPGXT-2000LF | Pwr Emergency Pkg GXT-2000LF | 1490 | 15% | 1275.9987
PEPGXT-240BAT5YR | 5yr emergency service 24x7 on 240V ext batt | 1736 | 15% | 1486.667
PEPGXT-288BAT5YR | 5yr emergency service 24x7 on 288V ext batt | 3114 | 15% | 2666.7518
PEPGXT-30005YR | 5yr emergency service 24x7 on 3kVA | 967 | 15% | 828.1146
PEPGXT-3000LF | Pwr Emergency Pkg GXT-3000LF | 1490 | 15% | 1275.9987
PEPGXT-36VBAT5YR | 5yr emergency service 24x7 on 36V ext batt | 621 | 15% | 531.8089
PEPGXT-48VBAT5YR | Power Emergency Package (Ext. Batt. Cab.) - No Installation or Removal- 5yr 24x7 on 48V ext batt | 671 | 15% | 574.6276
PEPGXT-5K6K5YR | Pwr Emergency Pkg GXT-5K6K5YR | 1981 | 15% | 1696.4789
PEPGXT-5K6KLF | Pwr Emergency Pkg GXT-5K6KLF | 2570 | 15% | 2200.8837
PEPGXT-72VBAT5YR | 5yr emergency service 24x7 on 72V ext batt | 857 | 15% | 733.9134
PEPGXT-8-10K5YR | Pwr Emergency Pkg GXT-8-10K5YR | 2682 | 15% | 2296.7978
PEPGXT-8K10KLF | Pwr Emergency Pkg GXT-8K10KLF | 3251 | 15% | 2784.0751
PEPGXTLI-1K3K5YR | 5 YEAR GXT EMERGENCY SERVICE 1-3KVA LITHIUM | 690 | 15% | 590.8988
PEPGXTLI-1K3KLF | 5 YEAR GXT EMERGENCY SERVICE 1-3KVA LITHIUM W LIFE | 1490 | 15% | 1275.9987
PEPGXTLI-48VBAT5YR | 5 YEAR EMERGENCY SVC EXT BATTERY 48V LITHIUM | 604 | 15% | 517.2505
PEPITA-8-10K5YR | ITA2 PWR EMER PKG | 2818 | 15% | 2413.2647
PEPITA-8K10KLF | ITA2 PWR EMER PKG w LIFE | 3122 | 15% | 2673.6028
PEPPSI-11005Y | Pwr Emergency Pkg PSI-11005Y | 202 | 15% | 172.9878
PEPPSI-1100LF | Pwr Emergency Pkg PSI-1100LF | 1490 | 15% | 1275.9987
PEPPSI-15005Y | Pwr Emergency Pkg PSI-15005Y | 248 | 15% | 212.381
PEPPSI-1500LF | Pwr Emergency Pkg PSI-1500LF | 1490 | 15% | 1275.9987
PEPPSI-1500LI5Y | Pwr Emergency Pkg PSI-15005Y | 222 | 15% | 190.1153
PEPPSI-1500LILF | Pwr Emergency Pkg PSI-1500LF | 1490 | 15% | 1275.9987
PEPPSI-22005Y | Pwr Emergency Pkg PSI-22005Y | 528 | 15% | 452.166
PEPPSI-2200LF | Pwr Emergency Pkg PSI-2200LF | 1490 | 15% | 1275.9987
PEPPSI-2200LI5Y | Pwr Emergency Pkg PSI-22005Y | 475 | 15% | 406.7781
PEPPSI-2200LILF | Pwr Emergency Pkg PSI-2200LF | 1490 | 15% | 1275.9987
PEPPSI-24VBATT | Pwr Emergency Pkg PSI-24VBATT | 336 | 15% | 287.742
PEPPSI-30005Y | Pwr Emergency Pkg PSI-30005Y | 632 | 15% | 541.229
PEPPSI-3000LF | Pwr Emergency Pkg PSI-3000LF | 1490 | 15% | 1275.9987
PEPPSI-3000LI5Y | Pwr Emergency Pkg PSI-30005Y | 569 | 15% | 487.2774
PEPPSI-3000LILF | Pwr Emergency Pkg PSI-3000LF | 1490 | 15% | 1275.9987
PEPPSI-48VBATT | Pwr Emergency Pkg PSI-48VBATT | 381 | 15% | 326.2789
PEPPSI-5000LF | Pwr Emergency Pkg PSI-5000LF | 1780 | 15% | 1524.3475
PEPPSI-5K5Y | Pwr Emergency Pkg PSI-5K5Y | 1020 | 15% | 873.5025
PEPPSI-72VBATT | Pwr Emergency Pkg PSI-72VBATT | 436 | 15% | 373.3795
PEPPSI-8005Y | Pwr Emergency Pkg PSI-8005Y | 247 | 15% | 211.5246
PEPPSI-800LF | Pwr Emergency Pkg PSI-800LF | 1490 | 15% | 1275.9987
PFS-100 NPS | 0-5V power failure sensor to monitor the presence of utility power. Includes a 100ft / 30.4m cable. No power supply. | 79.2 | 15% | 67.8249
PFS-100 UN | 0-5V power failure sensor to monitor the presence of utility power. Includes a 100ft / 30.4m cable and Universal Power Supply. | 97.9 | 15% | 83.8391
PFS-100 US | 0-5V power failure sensor to monitor the presence of utility power. Includes a 100ft / 30.4m cable and US NEMA power supply. | 91.3 | 15% | 78.187
PM | Panel Mount rPDU Brackets (PAIR) | 10 | 15% | 8.5638
PS1000RT3-230 | Liebert PSI 1000VA/900W/230V | 1100 | 15% | 942.0125
PS1000RT3-230XR | Liebert PSI 1000VA/900W/230V | 1536 | 15% | 1315.392
PS1500RT3-230 | Liebert PSI 1500VA/1350W/230V | 1398 | 15% | 1197.2123
PS1500RT3-230XR | Liebert PSI 1500VA/1350W/230V | 1747 | 15% | 1496.0871
PS2200RT3-230 | Liebert PSI 2200VA/1980W/230V | 2094 | 15% | 1793.2493
PS2200RT3-230XR | Liebert PSI 2200VA/1980W/230V | 2333 | 15% | 1997.9229
PS3000RT3-230 | Liebert PSI 3000VA/2700W/230V | 2446 | 15% | 2094.6933
PS3000RT3-230XR | Liebert PSI 3000VA/2700W/230V | 2935 | 15% | 2513.4606
PS3-48VXRBATKIT | Replacement Battery Kit for PS3000RT3XR | 586 | 15% | 501.8358
PS37224VXRBKIT | Replacement Battery Kit for PS1000RT3XR | 309 | 15% | 264.6199
PS3-72-36VBKIT | Replacement Battery Kit for PS1000RT3 | 208 | 15% | 178.126
PS37248VXRBKIT | Replacement Battery Kit for PS2200RT3XR | 586 | 15% | 501.8358
PS3-72-72VBKIT | Replacement Battery Kit for PS2200RT3 | 456 | 15% | 390.507
PS39024VEBCBKIT | Replacement Battery Kit for PSRT3-24VBXR | 586 | 15% | 501.8358
PS39024VXRBKIT | Replacement Battery Kit for PS1500RT3XR | 586 | 15% | 501.8358
PS3-90-36VBKIT | Replacement Battery Kit for PS1500RT3 | 291 | 15% | 249.2051
PS39048VEBCBKIT | Replacement Battery Kit for PSRT3-48VBXR | 586 | 15% | 501.8358
PS3-90-72VBKIT | Replacement Battery Kit for PS3000RT3 | 502 | 15% | 429.9003
PSA1000MT3-230U | Liebert PSA 1000 VA/ 600W/230V | 308 | 15% | 263.7635
PSA1500MT3-230U | Liebert PSA 1500 VA/ 900W/230V | 425 | 15% | 363.9594
PSA500MT3-230U | Liebert PSA 500 VA/ 300W/230V | 171 | 15% | 146.4401
PSA5-1000MT120 | PSA5 1000VA 600W LCD Tower UPS | 223.06 | 15% | 191.023
PSA5-1500MT120 | PSA5 1500VA 900W LCD Tower UPS | 261.52 | 15% | 223.9592
PSA5-500MT120 | PSA5 500VA 300W LCD Tower UPS | 176.91 | 15% | 151.5013
PSA5-700MT120 | PSA5 700VA 420W LCD Tower UPS | 199.98 | 15% | 171.2579
PSA650MT3-230U | Liebert PSA 650 VA/ 390W/230V | 246 | 15% | 210.6683
PSA800MT3-120U | LIEBERT PSA 800VA/480W 120V MINI UPS | 195 | 15% | 166.9931
PSC0004 | Receiver and high density transmitter mount power supply | 193 | 15% | 165.2804
PSC0005 | Power Supply HMX 5000/6000 TX/RX | 171 | 15% | 146.4401
PSC0006 | Power Supply for LongView 3000/4000 unit | 96 | 15% | 82.212
PSI5-10001UBATKIT | PSI5-10001U Replacement Battery Kit | 317 | 15% | 271.4709
PSI5-1000RM1201U | Vertiv Liebert PSI5 1000 900W, 120VAC, 1U Rack Mount | 1112 | 15% | 952.289
PSI5-1100BATKIT | PSI5-1100 REPLACEMENT BATT KIT | 226 | 15% | 193.5408
PSI5-1100MT120 | Vertiv Liebert PSI5 1100 990W, 120VAC, Mini Tower | 716 | 15% | 613.1645
PSI5-1100MTBATKIT | PSI5-1000MT Replacement Battery Kit | 241 | 15% | 206.3864
PSI5-1100RT120 | Vertiv Liebert PSI5 1100 990W, 120VAC, Rack-tower | 1033 | 15% | 884.6354
PSI5-1100RT120N | Liebert PSI5 1100, 990W, 120VAC, RT, SNMP | 1358 | 15% | 1162.9572
PSI5-15001UBATKIT | PSI5-15001U Replacement Battery Kit | 453 | 15% | 387.9379
PSI5-1500BATKIT | PSI5-1500 REPLACEMENT BATT KIT | 348 | 15% | 298.0185
PSI5-1500BATKITTAA | PSI5-1500 Replacement Battery Kit - TAA | 397 | 15% | 339.9809
PSI5-1500LIBATKIT | PSI5-1500LI Replacement Battery Kit | 1216 | 15% | 1041.352
PSI5-1500MT120 | Vertiv Liebert PSI5 1500 1350W, 120VAC, Mini Tower | 839 | 15% | 718.4986
PSI5-1500MT120LI | Vertiv Liebert PSI5 Lithium-Ion UPS 1500VA/1350W 120V AVR Mini Tower | 1604 | 15% | 1373.6255
PSI5-1500MTBATKIT | PSI5-1500MT Replacement Battery Kit | 360 | 15% | 308.295
PSI5-1500RM1201U | Vertiv Liebert PSI5 1500 1350W, 120VAC, 1U Rack Mount | 1329 | 15% | 1138.1224
PSI5-1500RT120 | Vertiv Liebert PSI5 1500 1350W, 120VAC, Rack-tower | 1176 | 15% | 1007.097
PSI5-1500RT120LI | Liebert PSI5 Lithium-Ion 1500VA PSI5 Lithium-Ion UPS, 1500VA, 1350W | 2225 | 15% | 1905.4344
PSI5-1500RT120LIN | Liebert PSI5 LIO 1500VA with SNMP Card 1500VA PSI5 LIO UPS with SNMP card | 2550 | 15% | 2183.7562
PSI5-1500RT120N | Liebert PSI5 1500, 1350W, 120VAC, RT, SNMP | 1501 | 15% | 1285.4189
PSI5-1500RT120TAA | Vertiv Liebert PSI5 1500 1350W, 120VAC, Rack-tower - TAA | 1346 | 15% | 1152.6807
PSI5-1500RT120TAAN | Vertiv Liebert PSI5 1500 1350W, 120VAC, RT, SNMP - TAA | 1671 | 15% | 1431.0026
PSI5-2200BATKIT | PSI5-2200 REPLACEMENT BATT KIT | 454 | 15% | 388.7942
PSI5-2200BATKITTAA | PSI5-2200 Replacement Battery Kit - TAA | 536 | 15% | 459.017
PSI5-2200LIBATKIT | PSI5-2200LI Replacement Battery Kit | 2387 | 15% | 2044.1671
PSI5-2200RT120 | Vertiv Liebert PSI5 2200 1920W, 120VAC, Rack-tower | 1973 | 15% | 1689.6279
PSI5-2200RT120LI | Vertiv Liebert PSI5 Lithium-Ion UPS 1920VA/1920W 120V AVR Rack/Tower | 3247 | 15% | 2780.6496
PSI5-2200RT120LIN | Vertiv Liebert PSI5 Lithium-Ion UPS 1920VA/1920W AVR Rack with SNMP Card | 3572 | 15% | 3058.9715
PSI5-2200RT120N | Liebert PSI5 2200, 1920W, 120VAC, RT, SNMP | 2298 | 15% | 1967.9497
PSI5-2200RT120TAA | Vertiv Liebert PSI5 2200 1920W, 120VAC, Rack-tower - TAA | 2088 | 15% | 1788.111
PSI5-2200RT120TAAN | Vertiv Liebert PSI5 2200 1920W, 120VAC, RT, SNMP - TAA | 2413 | 15% | 2066.4329
PSI5-24VBATT | Vertiv Liebert PSI5 24V External Battery Cabinet | 724 | 15% | 620.0155
PSI5-24VCBL1 | LIEBERT 24VDC EBC CABLE, 0.5M | 64 | 15% | 54.808
PSI5-24VCBL6 | LIEBERT 24VDC EBC CABLE, 2M | 94 | 15% | 80.4992
PSI5-3000BATKIT | PSI5-3000 REPLACEMENT BATT KIT | 529 | 15% | 453.0224
PSI5-3000BATKITTAA | PSI5-3000 Replacement Battery Kit - TAA | 722 | 15% | 618.3027
PSI5-3000LIBATKIT | PSI5-3000LI Replacement Battery Kit | 2686 | 15% | 2300.2233
PSI5-3000RT120 | Vertiv Liebert PSI5 3000 2700W, 120VAC, Rack-tower | 2295 | 15% | 1965.3806
PSI5-3000RT120LI | Liebert PSI5 Lithium-Ion 3000VA PSI5 Lithium-Ion UPS, 3000VA, 2700W | 4092 | 15% | 3504.2865
PSI5-3000RT120LIN | Liebert PSI5 LIO 3000VA with SNMP Card | 4417 | 15% | 3782.6084
PSI5-3000RT120N | Liebert PSI5 3000, 2700W, 120VAC, RT, SNMP | 2620 | 15% | 2243.7025
PSI5-3000RT120TAA | Vertiv Liebert PSI5 3000 2700W, 120VAC, Rack-tower - TAA | 2629 | 15% | 2251.4099
PSI5-3000RT120TAAN | Vertiv Liebert PSI5 3000 2700W, 120VAC, RT, SNMP - TAA | 2954 | 15% | 2529.7318
PSI5-3000SRT120LI | Liebert PSI5 Lithium-Ion 3000VA Short Depth 3U Rack/Tower UPS 120V | 4092 | 15% | 3504.2865
PSI5-3000SRT120LIN | Liebert PSI5 Lithium-Ion 3000VA Short Depth 3U Rack/Tower UPS 120V with SNMP Card | 4417 | 15% | 3782.6084
PSI5-48VBATT | Vertiv Liebert PSI5 48V External Battery Cabinet | 882 | 15% | 755.3227
PSI5-48VBATTTAA | Vertiv Liebert PSI5 48V External Battery Cabinet - TAA | 1150 | 15% | 984.8313
PSI5-48VCBL1 | LIEBERT 48VDC EBC CABLE, 0.5M | 64 | 15% | 54.808
PSI5-48VCBL6 | LIEBERT 48VDC EBC CABLE, 2M | 92 | 15% | 78.7865
PSI5-5000BATKIT | PSI5-5000 REPLACEMENT BATT KIT | 581 | 15% | 497.5539
PSI5-5000RT208 | Vertiv Liebert PSI5 5000 4500W, 208VAC, Rack-tower | 3603 | 15% | 3085.5191
PSI5-72VBATT | Vertiv Liebert PSI5 72V External Battery Cabinet | 1181 | 15% | 1011.3789
PSI5-72VBATTTAA | Vertiv Liebert PSI5 72V External Battery Cabinet - TAA | 1388 | 15% | 1188.6485
PSI5-72VCBL1 | LIEBERT 72VDC EBC CABLE, 0.5M | 64 | 15% | 54.808
PSI5-72VCBL6 | LIEBERT 72VDC EBC CABLE, 2M | 94 | 15% | 80.4992
PSI5-750MT120 | Vertiv Liebert PSI5 750 675W, 120VAC, Mini Tower | 565 | 15% | 483.8519
PSI5-750MTBATKIT | PSI5-750MT Replacement Battery Kit | 199 | 15% | 170.4186
PSI5-800BATKIT | PSI5-800 REPLACEMENT BATT KIT | 217 | 15% | 185.8334
PSI5-800RT120 | Vertiv Liebert PSI5 800 720W, 120VAC, Rack-tower | 857 | 15% | 733.9134
PSI5-800RT120N | Liebert PSI5 800, 720W, 120VAC, RT, SNMP | 1182 | 15% | 1012.2352
PSISITEVISIT1-3K | One time site visit by a Vertiv factory trained technician to perform miscellaneous services that may be used to cover costs associated with extended travel times, start up, or removal services for a single phase UPS or battery product. | 644 | 15% | 551.5055
PSP500MT3-230U | POWERSURE PSP 500VA/300W | 170 | 15% | 145.5838
PSP650MT3-230U | POWERSURE PSP 650VA/390W | 200 | 15% | 171.275
PSRT3-24VBXR | PS1000RT3-120XR & PS1500RT3-120XR 1 Cabinet | 770 | 15% | 659.4088
PSRT3-48VBXR | PS2200RT3-120XR & PS3000RT3-120XR 1 Cabinet | 770 | 15% | 659.4088
PST5-350MT120 | PST5 350VA 200W Battery Backup | 84.6 | 15% | 72.4493
PST5-500MT120 | PST5 500VA 300W Battery Backup | 96.91 | 15% | 82.9913
PST5-660MT120 | PST5 660VA 400W Battery Backup | 112.29 | 15% | 96.1623
PST5-850MT120 | PST5 850VA 500W Battery Backup | 138.45 | 15% | 118.5651
RAILKITPS3G-AEC | All PSI 1kVA through 3 kVA Models Fixed Rails for 4-Pole racks with 18" - 32" | 66 | 15% | 56.5208
RDPS | Magnetic normally-closed dry-contact sensor used to monitor remote door position. Includes 30ft / 9.1m cable. | 37.4 | 15% | 32.0284
RDPS-100 | Magnetic normally-closed dry-contact sensor used to monitor remote door position. Includes 100ft / 30.4m cable. | 53.9 | 15% | 46.1586
RDPS-50 | Magnetic normally-closed dry-contact sensor used to monitor remote door position. Includes 50ft / 15.2m cable. | 42.9 | 15% | 36.7385
RDU101 | SNMP/Webcard for communications with environmental sensor support | 450 | 15% | 385.3688
RJ45-CATX-SFP | 1000BASE-T Copper SFP Transceiver | 312 | 15% | 267.189
RMK-102 | RACKMOUNT KIT for SC8XX/SC9XX | 76 | 15% | 65.0845
RMK-103 | Optional 1U rack mounting kit for the RDU301 gateway | 119 | 15% | 101.9086
RMK-104 | RACKMOUNT KIT FOR HMX 8000 | 285 | 15% | 244.0669
RMK-108 | Rack Mount for LV5500 Series | 222 | 15% | 190.1153
RMK-109 | Rack Kit HMX 6200T DP/HDMI | 200 | 15% | 171.275
RMK-46 | Rack Mount Kit for ACS6000 (all models) | 57 | 15% | 48.8134
RMK-50 | RACK-MOUNT KIT FOR UM APPLICANCE | 619 | 15% | 530.0961
RMK-65 | Rack mounting bracket for AV2108/AV2216/AV3008/AV3016/AV3108/AV3216 and MPU108e | 93 | 15% | 79.6429
RMK-71 | Rack mount kit for 4SVPUA20 | 126 | 15% | 107.9032
RMK-72 | Replacement Rack Mount for MXS5132/MXS5120 Switch | 556 | 15% | 476.1445
RMK-74 | Matrix 1U Rack Mount for 3 Transmitters or 2 Receivers | 556 | 15% | 476.1445
RMK-82 | Rackmount kit for 1 HMX 5000/6000, 1 LV5020P | 191 | 15% | 163.5676
RMK-83 | VESA mount kit for 1 HMX 5000/6000, 1 LV5020 | 226 | 15% | 193.5408
RMK-84 | LV3000/4000 19in 2U chassis kit | 524 | 15% | 448.7405
RMK-86 | LongView mount plate. Mounts one LV3010 or LV4010 on RMK-84 | 36 | 15% | 30.8295
RMK-87 | LongView mount plate. Mounts one LV3020 or LV4020 on RMK-84 | 59 | 15% | 50.5261
RMK-88 | 0U Rack Mount Kit for ACS8000/ACS9000 | 108 | 15% | 92.4885
RMK-89 | 1U Rack Mount Kit for ACS8000/ACS9000 | 57 | 15% | 48.8134
RMK-90 | LRA185 SHORT RACK ADAPTER KIT | 150 | 15% | 128.4563
RMK-91 | Rack Mount Kit, 1U tray for ACS800 | 135 | 15% | 115.6106
RMK-92 | Rack Mount Kit, DIN-Rail mount for ACS800 | 162 | 15% | 138.7328
RMK-93 | Rack Mount Kit, wall mount for ACS800 | 37 | 15% | 31.6859
RMK-94 | AV1xx 1U/0U/desk mount kit | 72 | 15% | 61.659
RMK-95 | LCD Rail Kit for LRA185 | 332 | 15% | 284.3165
RMK-96 | LRA KVM Switch Brackets | 83 | 15% | 71.0791
RMK-97 | Rackmount kit for 2 HMX 5000/6000, 2 LV5020 | 281 | 15% | 240.6414
RMK-98 | Optional DIN rail mounting kit for the RDU301 gateway | 131 | 15% | 112.1851
RMKIT12-18 | Liebert Short Depth 12-18" Rail Kit | 221 | 15% | 189.2589
RMKIT18-32 | All GXT 2U (700 thru 10kVA) and PSI 2U (1000 thru 3000VA) Models For Racks with 18” - 32” Deep Support Rails | 129 | 15% | 110.4724
RMKIT18-32TAA | DELL STOCK / STORAGE ONLY. 18” - 32” Deep Racks Support Rails TAA COMPLIANT | 322 | 15% | 275.7527
RMPSU2-16-400 | 16 Port Power Supply Unit for HMX - 1U | 3641 | 15% | 3118.0614
RMPSU2-8-400 | 8 Port Power Supply Unit for HMX - 1U | 2997 | 15% | 2566.5559
RMPSU2-PS | Replaceable Power Supply | 818 | 15% | 700.5148
RS500 | Flush-mount shelf for 19" wide telecom/relay racks | 221 | 15% | 189.2589
RS600 | Center-mount shelf for 19" wide telecom/relay racks | 458 | 15% | 392.2198
RS700 | Flush-mount shelf for 23" wide telecom/relay racks | 330 | 15% | 282.6037
RS800 | Center-mount shelf for 23" wide telecom/relay racks | 233 | 15% | 199.5354
RTAFHD3-100 | Temperature, airflow, humidity, and dew Point sensor. Includes 100ft / 30.4m cable. | 245.3 | 15% | 210.0688
RTAFHD3-12 | Temperature, airflow, humidity, and dew Point sensor. Includes 12ft / 3.6m cable. | 189.2 | 15% | 162.0262
RTAFHD3-20 | Temperature, airflow, humidity, and dew Point sensor. Includes 20ft / 6.1m cable. | 198 | 15% | 169.5623
RTAFHD3-50 | Temperature, airflow, humidity, and dew Point sensor. Includes 50ft / 15.2m cable. | 204.6 | 15% | 175.2143
SA1-01001NB | SwitchAir, Passive 1U airflow management device for switches with air intake on both sides. Includes channels for mounting switch. | 211 | 15% | 180.6951
SA1-01001SS | SwitchAir, Passive 1U airflow management device for switches with air intake on one side. Includes channels for mounting switch. | 205 | 15% | 175.5569
SA1-01002 | SwitchAir, Passive 1U airflow management device for switches with rear air intake (non-port side). Adjusts from 7.63in to 11.63in / 193.8mm to 295.4mm. | 211 | 15% | 180.6951
SA1-01002L | SwitchAir, Passive 1U airflow management device for switches with rear air intake (non-port side). Adjusts from 10in to 14.63in / 254.0mm to 371.6mm. | 244 | 15% | 208.9555
SA1-01002S | SwitchAir, Passive 1U airflow management device for switches with rear air intake (non-port side). Adjusts from 5.75in to 8.5in / 146.0mm to 215.9mm. | 194 | 15% | 166.1368
SA1-01002XLNB | SwitchAir, Passive 1U airflow management device for switches with rear air intake (non-port side). Adjusts from 12.75in to 21in / 323.8mm to 533.4mm. Includes channels for mounting switch. | 421 | 15% | 360.5339
SA1-02003 | SwitchAir, Passive 2U airflow management device for switches with rear air intake (non-port side). Adjusts from 7.63in to 11.63in / 193.8mm to 295.4mm. | 287 | 15% | 245.7796
SA1-02003XS | SwitchAir, Passive 2U airflow management device for switches with rear air intake (non-port side). Adjusts from 4.15in to 5.75in / 105.4mm to 146.0mm. | 294 | 15% | 251.7743
SA1-02005 | SwitchAir, Passive 2U airflow management device for rear rack mounted 2U switches with side air intake. | 380 | 15% | 325.4225
SA1-03001 | SwitchAir, Passive 3U airflow management device for 3 rear rack mounted 1U switches with side air intake. | 368 | 15% | 315.146
SA1-09001 | SwitchAir, Passive 9U airflow management device for re-directing exhaust from the side of core switches. | 167 | 15% | 143.0146
SA1-NB KIT | SwitchAir Replacement Channels and Brackets for SA1 Models (SA1-01001NB & SA1-01002XLNB) | 91 | 15% | 77.9301
SA1-XXXX NB KIT | SwitchAir Add-on kit for providing channels for switch mounting on non-NB SwitchAir units. | 189 | 15% | 161.8549
SA2-002 | SwitchAir, Active 2U airflow management device for 1U or 2U switches with air intake on both sides, or rear air intake (non-port side). | 601 | 15% | 514.6814
SA2-003 | SwitchAir, Active 2U airflow management device for 1U or 2U switches with air intake on one side. | 515 | 15% | 441.0331
SA2-004 | SwitchAir, Active 2U airflow management device for 1U switches with air intake on front (port) side. | 655 | 15% | 560.9256
SA2-006 | SwitchAir, Active 2U airflow management device for single side air intake core switches. | 949 | 15% | 812.6999
SC820-001 | 2-port secure desktop KVM, DVI-I (dual-link), USB 2.0 peripheral ports, audio TAA Compliant | 815 | 15% | 697.9456
SC820D-001 | 2-port secure desktop KVM, Display Port, USB 2.0 peripheral ports, audio TAA Compliant | 896 | 15% | 767.312
SC820DP-001 | 2Port Single-Head Secure KVM, DP in/DP out | 938 | 15% | 803.2798
SC820DPH-400 | CYBEX™ SC Universal DP/H Secure KVM Switch 2-Port Single Display, PP4.0 | 1169 | 15% | 1001.1024
SC820H-001 | 2-port secure desktop KVM, HDMI, USB 2.0 peripheral ports, audio TAA Compliant | 857 | 15% | 733.9134
SC840-001 | 4-Port DVI-I Secure KVM TAA Compliant | 1399 | 15% | 1198.0686
SC840D-001 | 4-Port DisplayPort Secure KVM TAA Compliant | 1465 | 15% | 1254.5894
SC840DP-001 | 4Port Single-Head Secure KVM, DP in/DP out | 1574 | 15% | 1347.9343
SC840DPH-400 | CYBEX™ SC Universal DP/H Secure KVM Switch 4-Port Single Display, PP4.0 | 1842 | 15% | 1577.4428
SC840DPHC-400 | CYBEX™ SC Universal DP/H + USB-C Secure KVM Switch 4-Port Single Display, PP4.0 | 1842 | 15% | 1577.4428
SC840DVI-400 | CYBEX™ SC DVI Secure KVM Switch 4-Port Single Display, PP4.0 | 1401 | 15% | 1199.7814
SC840H-001 | 4-Port HDMI Secure KVM TAA Compliant | 1220 | 15% | 1044.7775
SC845-001 | 4-Port DVI-I Secure KVM DPP TAA Compliant | 1451 | 15% | 1242.6001
SC845D-001 | 4-Port DisplayPort Secure KVM DPP TAA Compliant | 1590 | 15% | 1361.6363
SC845DP-001 | 4Port Single-Head Secure KVM, DP in/DP out, DPP (Dedicated Peripheral Port) | 1663 | 15% | 1424.1516
SC845DPH-400 | CYBEX™ SC Universal DP/H Secure KVM Switch 4-Port Single Display with CAC, PP4.0 | 1996 | 15% | 1709.3245
SC845DPHC-400 | CYBEX™ SC Universal DP/H + USB-C Secure KVM Switch 4-Port Single Display, with CAC,PP4.0 | 1996 | 15% | 1709.3245
SC845H-001 | 4-Port HDMI Secure KVM DPP TAA Compliant | 1520 | 15% | 1301.69
SC885-001 | 8-Port DVI-I Secure KVM DPP TAA Compliant | 2320 | 15% | 1986.79
SC885DP-001 | 8Port Single-Head Secure KVM, DP in/DP out, DPP (Dedicated Peripheral Port) | 2864 | 15% | 2452.658
SC920-001 | 2-port secure desktop KVM, dual head DVI-I (dual-link), USB 2.0 peripheral ports, audio TAA Compliant | 1148 | 15% | 983.1185
SC920D-001 | 2-port secure desktop KVM, dual head Display Port, USB 2.0 peripheral ports, audio TAA Compliant | 1231 | 15% | 1054.1976
SC920DP-001 | 2Port Dual-Head Secure KVM, DP in/DP out | 1283 | 15% | 1098.7291
SC920DPH-400 | CYBEX™ SC Universal DP/H Secure KVM Switch 2-Port Dual Display, PP4.0 | 1418 | 15% | 1214.3398
SC920H-001 | 2-port secure desktop KVM, dual head HDMI, USB 2.0 peripheral ports, audio TAA Compliant | 1193 | 15% | 1021.6554
SC920XD-001 | 2-Port DVI-I, DP DH Secure KVM TAA Compliant | 1516 | 15% | 1298.2645
SC920XP-001 | 2Port Dual-Head Secure KVM, both DP in and DVI-I in/DP out and DVI-I out | 1536 | 15% | 1315.392
SC940-001 | 4-Port DVI-I DH Secure KVM TAA Compliant | 1925 | 15% | 1648.5219
SC940D-001 | 4-Port DisplayPort DH Secure KVM TAA Compliant | 2108 | 15% | 1805.2385
SC940DP-001 | 4Port Dual-Head Secure KVM, DP in/DP out | 2245 | 15% | 1922.5619
SC940DPH-400 | CYBEX™ SC Universal DP/H Secure KVM Switch 4-Port Dual Display, PP4.0 | 2502 | 15% | 2142.6503
SC940DPHC-400 | CYBEX™ SC Universal DP/H + USB-C Secure KVM Switch 4-Port Dual Display, PP4.0 | 2502 | 15% | 2142.6503
SC940DVI-400 | CYBEX™ SC DVI Secure KVM Switch 4-Port Dual Display, PP4.0 | 1668 | 15% | 1428.4335
SC940H-001 | 4-Port HDMI DH Secure KVM TAA Compliant | 1636 | 15% | 1401.0295
SC945-001 | 4-Port DVI-I DH Secure KVM DPP TAA Compliant | 2030 | 15% | 1738.4413
SC945D-001 | 4-Port DisplayPort DH Secure KVM DPP TAA Compliant | 2299 | 15% | 1968.8061
SC945DP-001 | 4Port Dual-Head Secure KVM, DP in/DP out, DPP (Dedicated Peripheral Port) | 2376 | 15% | 2034.747
SC945DPH-400 | CYBEX™ SC Universal DP/H Secure KVM Switch 4-Port Dual Display with CAC, PP4.0 | 2668 | 15% | 2284.8085
SC945DPHC-400 | CYBEX™ SC Universal DP/H + USB-C Secure KVM Switch 4-Port Dual Display with CAC, PP4.0 | 2617 | 15% | 2241.1334
SC945H-001 | 4-Port HDMI DH Secure KVM DPP TAA Compliant | 1784 | 15% | 1527.773
SC945XD-001 | 4-Port DVI-I, DP DH Secure KVM DPP TAA Compliant | 2036 | 15% | 1743.5795
SC945XP-001 | 4Port Dual-Head Secure KVM, both DP and DVI-I in/DP and DVI-I out, DPP | 2313 | 15% | 1980.7954
SC985-001 | 8-Port DVI-I DH Secure KVM DPP TAA Compliant | 3151 | 15% | 2698.4376
SC985DP-001 | 8Port Dual-Head Secure KVM, DP in/DP out, DPP (Dedicated Peripheral Port) | 3680 | 15% | 3151.46
SC985DPH-400 | CYBEX™ SC Universal DP/H Secure KVM Switch 8-Port Dual Display with CAC, PP4.0 | 4140 | 15% | 3545.3925
SCKM120-001 | 2-port desktop KM, Front-panel USB 2.0, audio TAA Compliant | 704 | 15% | 602.888
SCKM140-001 | 4-port Secure KM TAA Compliant | 1231 | 15% | 1054.1976
SCKM140PP4-400 | 4P SC KM DP/H UNIV | 1133 | 15% | 970.2729
SCKM145-001 | 4-port Secure KM DPP TAA Compliant | 1318 | 15% | 1128.7023
SCKM145PP4-400 | 4P SC KM DP/H UNIV W/CAC | 849 | 15% | 727.0624
SCM145-001 | 4-port secure desktop Matrix, DVI-I (dual-link), USB 2.0 peripheral ports, audio TAA Compliant | 1926 | 15% | 1649.3782
SCM145DP-001 | 4Port Single-Head Secure KVM, 4x2, 4 DP Ports in/2 DP Ports out, DPP | 2291 | 15% | 1961.9551
SCM145DPH-400 | CYBEX™ SC Universal DP/H Secure Desktop Matrix 2x4 KVM with CAC, PP4.0 | 2308 | 15% | 1976.5135
SCM145H-001 | 4-port secure desktop Matrix, HDMI, USB 2.0 peripheral ports, audio TAA Compliant | 1926 | 15% | 1649.3782
SCM185-001 | 8Port Single-Head Secure KVM, 8x2, 8 DVI-I Ports in/2 DVI-I Ports out, DPP | 3019 | 15% | 2585.3961
SCM185DP-001 | 8Port Single-Head Secure KVM, 8x2, 8 DP Ports in/2 DP Ports out, DPP | 3124 | 15% | 2675.3155
SCM185DPH-400 | CYBEX™ SC Universal DP/H Secure Desktop Matrix 2x8 KVM with CAC, PP4.0 | 3419 | 15% | 2927.9461
SCMDR0001-400 | SC MDR Smart-Card Reader, 4P | 787 | 15% | 673.9671
SCMV2160DPH-400 | CYBEX™ SC Universal DP/H Secure 16-Port MultiViewer KVM, PP4.0 | 19646 | 15% | 16824.3432
SCMV245DPH-400 | CYBEX™ SC Universal DP/H Secure 4-Port MultiViewer KVM with CAC, PP4.0 | 5696 | 15% | 4877.912
SCMV285DPH-400 | CYBEX™ SC Universal DP/H Secure 8-Port MultiViewer KVM, PP4.0 | 11764 | 15% | 10074.3955
SCNT-1YGLD-A-100PK | 1YR GOLD 24X7 FOR DSV DEV100 SLIC | 1539 | 15% | 1317.9611
SCNT-1YGLD-A-10KPK | 1 Year Gold (Priority 24x7 Technical Support, Software Upgrade Protection) Maintenance Plan for DSView device license – 10,000-pack | 30676 | 15% | 26270.1595
SCNT-1YGLD-A-10PK | 1 Year Gold (Priority 24x7 Technical Support, Software Upgrade Protection) Maintenance Plan for DSView device license – 10-pack | 193 | 15% | 165.2804
SCNT-1YGLD-A-1KPK | 1 Year Gold (Priority 24x7 Technical Support, Software Upgrade Protection) Maintenance Plan for DSView device license – 1,000-pack | 5373 | 15% | 4601.3029
SCNT-1YGLD-A-1PK | 1 Year Gold (Priority 24x7 Technical Support, Software Upgrade Protection) Maintenance Plan for DSView device license – 1-pack | 31 | 15% | 26.5476
SCNT-1YGLD-A-500PK | 1 Year Gold (Priority 24x7 Technical Support, Software Upgrade Protection) Maintenance Plan for DSView device license – 500-pack | 3841 | 15% | 3289.3364
SCNT-1YGLD-A-50PK | 1 Year Gold (Priority 24x7 Technical Support, Software Upgrade Protection) Maintenance Plan for DSView device license – 50-pack | 858 | 15% | 734.7698
SCNT-1YGLD-A-SPOKE | 1 Year Gold (Priority 24x7 Technical Support, Software Upgrade Protection) Maintenance Plan for DSView spoke add-on license | 962 | 15% | 823.8328
SCNT-1YGLD-A-WSK | 1 Year Gold (Priority 24x7 Technical Support, Software Upgrade Protection) Maintenance Plan for DSView Web Services API | 1920 | 15% | 1644.24
SCNT-1YGLD-A-ZONE | 1 Year Gold (Priority 24x7 Technical Support, Software Upgrade Protection) Maintenance Plan for DSView zone license | 291 | 15% | 249.2051
SCNT-1YGLD-MAX | 1 Year Gold (Priority 24x7 Technical Support, Software Upgrade Protection) Maintenance Plan for DSView Max Pack – 1 hub, 15 spokes, unlimited devices | 55665 | 15% | 47670.1144
SCNT-1YGLD-PLUS | 1 Year Gold (Priority 24x7 Technical Support, Software Upgrade Protection) Maintenance Plan for DSView Plus Pack – 1 hub, 4 spokes, 2,000 devices | 8257 | 15% | 7071.0884
SCNT-1YGLD-PREM | 1 Year Gold (Priority 24x7 Technical Support, Software Upgrade Protection) Maintenance Plan for DSView Premium Pack – 1 hub, 8 spokes, 5,000 devices | 18429 | 15% | 15782.1349
SCNT-1YGLD-START | 1 Year Gold (Priority 24x7 Technical Support, Software Upgrade Protection) Maintenance Plan for DSView Starter Pack – 1 hub, 1spoke, 250 devices | 1751 | 15% | 1499.5126
SCNT-1YGLD-STND | 1 Year Gold (Priority 24x7 Technical Support, Software Upgrade Protection) Maintenance Plan for DSView Standard Pack – 1 hub, 2 spokes, 500 devices | 4303 | 15% | 3684.9816
SCNT-1YSLV-A-100PK | 1YR SILVER SUP FOR DSV DEV100 SLIC | 1347 | 15% | 1153.5371
SCNT-1YSLV-A-10KPK | 1 Year Silver (Priority 8x5 Technical Support, Software Upgrade Protection) Maintenance Plan for DSView device license – 10,000-pack | 26842 | 15% | 22986.8178
SCNT-1YSLV-A-10PK | 1 Year Silver (Priority 8x5 Technical Support, Software Upgrade Protection) Maintenance Plan for DSView device license – 10-pack | 170 | 15% | 145.5838
SCNT-1YSLV-A-1KPK | 1 Year Silver (Priority 8x5 Technical Support, Software Upgrade Protection) Maintenance Plan for DSView device license – 1,000-pack | 4704 | 15% | 4028.388
SCNT-1YSLV-A-1PK | 1 Year Silver (Priority 8x5 Technical Support, Software Upgrade Protection) Maintenance Plan for DSView device license – 1-pack | 25 | 15% | 21.4094
SCNT-1YSLV-A-500PK | 1 Year Silver (Priority 8x5 Technical Support, Software Upgrade Protection) Maintenance Plan for DSView device license – 500-pack | 3360 | 15% | 2877.42
SCNT-1YSLV-A-50PK | 1 Year Silver (Priority 8x5 Technical Support, Software Upgrade Protection) Maintenance Plan for DSView device license – 50-pack | 751 | 15% | 643.1376
SCNT-1YSLV-A-SPOKE | 1 Year Silver (Priority 8x5 Technical Support, Software Upgrade Protection) Maintenance Plan for DSView spoke add-on license | 844 | 15% | 722.7805
SCNT-1YSLV-A-WSK | 1 Year Silver (Priority 8x5 Technical Support, Software Upgrade Protection) Maintenance Plan for DSView Web Services API | 1681 | 15% | 1439.5664
SCNT-1YSLV-A-ZONE | 1 Year Silver (Priority 8x5 Technical Support, Software Upgrade Protection) Maintenance Plan for DSView zone license | 255 | 15% | 218.3756
SCNT-1YSLV-MAX | 1 Year Silver (Priority 8x5 Technical Support, Software Upgrade Protection) Maintenance Plan for DSView Max Pack – 1 hub, 15 spokes, unlimited devices | 48706 | 15% | 41710.6007
SCNT-1YSLV-PLUS | 1 Year Silver (Priority 8x5 Technical Support, Software Upgrade Protection) Maintenance Plan for DSView Plus Pack – 1 hub, 4 spokes, 2,000 devices | 7226 | 15% | 6188.1658
SCNT-1YSLV-PREM | 1 Year Silver (Priority 8x5 Technical Support, Software Upgrade Protection) Maintenance Plan for DSView Premium Pack – 1 hub, 8 spokes, 5,000 devices | 16125 | 15% | 13809.0469
SCNT-1YSLV-START | 1 Year Silver (Priority 8x5 Technical Support, Software Upgrade Protection) Maintenance Plan for DSView Starter Pack – 1 hub, 1spoke, 250 devices | 1534 | 15% | 1313.6792
SCNT-1YSLV-STND | 1 Year Silver (Priority 8x5 Technical Support, Software Upgrade Protection) Maintenance Plan for DSView Standard Pack – 1 hub, 2 spokes, 500 devices | 3767 | 15% | 3225.9646
SCNT-2YGLD-A-100PK | 2YR GOLD 24X7 FOR DSV DEV100 GOLD | 2816 | 15% | 2411.552
SCNT-2YGLD-A-10KPK | 2 Year Gold (Priority 24x7 Technical Support, Software Upgrade Protection) Maintenance Plan for DSView device license – 10,000-pack | 56237 | 15% | 48159.9609
SCNT-2YGLD-A-10PK | 2 Year Gold (Priority 24x7 Technical Support, Software Upgrade Protection) Maintenance Plan for DSView device license – 10-pack | 351 | 15% | 300.5876
SCNT-2YGLD-A-1KPK | 2 Year Gold (Priority 24x7 Technical Support, Software Upgrade Protection) Maintenance Plan for DSView device license – 1,000-pack | 9849 | 15% | 8434.4374
SCNT-2YGLD-A-1PK | 2 Year Gold (Priority 24x7 Technical Support, Software Upgrade Protection) Maintenance Plan for DSView device license – 1-pack | 52 | 15% | 44.5315
SCNT-2YGLD-A-500PK | 2 Year Gold (Priority 24x7 Technical Support, Software Upgrade Protection) Maintenance Plan for DSView device license – 500-pack | 7037 | 15% | 6026.3109
SCNT-2YGLD-A-50PK | 2 Year Gold (Priority 24x7 Technical Support, Software Upgrade Protection) Maintenance Plan for DSView device license – 50-pack | 1569 | 15% | 1343.6524
SCNT-2YGLD-A-SPOKE | 2 Year Gold (Priority 24x7 Technical Support, Software Upgrade Protection) Maintenance Plan for DSView spoke add-on license | 1762 | 15% | 1508.9328
SCNT-2YGLD-A-WSK | 2 Year Gold (Priority 24x7 Technical Support, Software Upgrade Protection) Maintenance Plan for DSView Web Services API | 3518 | 15% | 3012.7272
SCNT-2YGLD-A-ZONE | 2 Year Gold (Priority 24x7 Technical Support, Software Upgrade Protection) Maintenance Plan for DSView zone license | 530 | 15% | 453.8788
SCNT-2YGLD-MAX | 2 Year Gold (Priority 24x7 Technical Support, Software Upgrade Protection) Maintenance Plan for DSView Max Pack – 1 hub, 15 spokes, unlimited devices | 102046 | 15% | 87389.6432
SCNT-2YGLD-PLUS | 2 Year Gold (Priority 24x7 Technical Support, Software Upgrade Protection) Maintenance Plan for DSView Plus Pack – 1 hub, 4 spokes, 2,000 devices | 15135 | 15% | 12961.2356
SCNT-2YGLD-PREM | 2 Year Gold (Priority 24x7 Technical Support, Software Upgrade Protection) Maintenance Plan for DSView Premium Pack – 1 hub, 8 spokes, 5,000 devices | 33786 | 15% | 28933.4857
SCNT-2YGLD-START | 2 Year Gold (Priority 24x7 Technical Support, Software Upgrade Protection) Maintenance Plan for DSView Starter Pack – 1 hub, 1spoke, 250 devices | 3209 | 15% | 2748.1074
SCNT-2YGLD-STND | 2 Year Gold (Priority 24x7 Technical Support, Software Upgrade Protection) Maintenance Plan for DSView Standard Pack – 1 hub, 2 spokes, 500 devices | 7886 | 15% | 6753.3732
SCNT-2YSLV-A-100PK | 2YR SILVER SUP FOR DSV DEV100 SLIC | 2435 | 15% | 2085.2731
SCNT-2YSLV-A-10KPK | 2 Year Silver (Priority 8x5 Technical Support, Software Upgrade Protection) Maintenance Plan for DSView device license – 10,000-pack | 48568 | 15% | 41592.421
SCNT-2YSLV-A-10PK | 2 Year Silver (Priority 8x5 Technical Support, Software Upgrade Protection) Maintenance Plan for DSView device license – 10-pack | 305 | 15% | 261.1944
SCNT-2YSLV-A-1KPK | 2 Year Silver (Priority 8x5 Technical Support, Software Upgrade Protection) Maintenance Plan for DSView device license – 1,000-pack | 8506 | 15% | 7284.3257
SCNT-2YSLV-A-1PK | 2 Year Silver (Priority 8x5 Technical Support, Software Upgrade Protection) Maintenance Plan for DSView device license – 1-pack | 44 | 15% | 37.6805
SCNT-2YSLV-A-500PK | 2 Year Silver (Priority 8x5 Technical Support, Software Upgrade Protection) Maintenance Plan for DSView device license – 500-pack | 6078 | 15% | 5205.0473
SCNT-2YSLV-A-50PK | 2 Year Silver (Priority 8x5 Technical Support, Software Upgrade Protection) Maintenance Plan for DSView device license – 50-pack | 1356 | 15% | 1161.2445
SCNT-2YSLV-A-SPOKE | 2 Year Silver (Priority 8x5 Technical Support, Software Upgrade Protection) Maintenance Plan for DSView spoke add-on license | 1522 | 15% | 1303.4028
SCNT-2YSLV-A-WSK | 2 Year Silver (Priority 8x5 Technical Support, Software Upgrade Protection) Maintenance Plan for DSView Web Services API | 3038 | 15% | 2601.6672
SCNT-2YSLV-A-ZONE | 2 Year Silver (Priority 8x5 Technical Support, Software Upgrade Protection) Maintenance Plan for DSView zone license | 460 | 15% | 393.9325
SCNT-2YSLV-MAX | 2 Year Silver (Priority 8x5 Technical Support, Software Upgrade Protection) Maintenance Plan for DSView Max Pack – 1 hub, 15 spokes, unlimited devices | 88132 | 15% | 75474.0415
SCNT-2YSLV-PLUS | 2 Year Silver (Priority 8x5 Technical Support, Software Upgrade Protection) Maintenance Plan for DSView Plus Pack – 1 hub, 4 spokes, 2,000 devices | 13072 | 15% | 11194.534
SCNT-2YSLV-PREM | 2 Year Silver (Priority 8x5 Technical Support, Software Upgrade Protection) Maintenance Plan for DSView Premium Pack – 1 hub, 8 spokes, 5,000 devices | 29179 | 15% | 24988.1661
SCNT-2YSLV-START | 2 Year Silver (Priority 8x5 Technical Support, Software Upgrade Protection) Maintenance Plan for DSView Starter Pack – 1 hub, 1spoke, 250 devices | 2769 | 15% | 2371.3024
SCNT-2YSLV-STND | 2 Year Silver (Priority 8x5 Technical Support, Software Upgrade Protection) Maintenance Plan for DSView Standard Pack – 1 hub, 2 spokes, 500 devices | 6809 | 15% | 5831.0574
SCNT-RENEW | Base rate multiplier for renewal adjustment of Avocent support agreements. Only valid if Avocent provide quote # is attached. For distribution use for variable pricing. - Unit: Each | 1 | 15% | 0.85637
SCUSBHIDFILTER | SC USB HID Filter with eLock | 206 | 15% | 176.4133
SCUSBPORTBLOCK | SC USB Port Block with eLock | 291 | 15% | 249.2051
SD2 | Low voltage analog Photoelectric Smoke Detector. | 284.9 | 15% | 243.9812
SFIQ-VGA | Small Form Factor, Server Interface Module for VGA, USB keyboard, mouse. Supports virtual media, CAC and USB 2.0. Used with all MPU, AV3108 and AV3216 appliances. | 165 | 15% | 141.3019
SFIQ-VGA08 | Small Form Factor, Server Interface Module for VGA, USB keyboard, mouse. Supports virtual media, CAC and USB 2.0. Used with all MPU, AV3108 and AV3216 appliances. (8 pack) | 1306 | 15% | 1118.4257
SLB-4 | Mini L rPDU Brackets (PAIR) | 10 | 15% | 8.5638
SN-2D | Modular with two door contact inputs (Does not include door switches). | 96.8 | 15% | 82.8971
SN-3C | SN Sensor - Modular three dry contact input (1 probe) | 145.2 | 15% | 124.3456
SN-L1 | SN Sensor - Leak Detection 1ft | 405 | 15% | 346.8319
SN-L20 | Modular leak zone sensor with 20 foot cable (Liebert RDU-S only) | 598 | 15% | 512.1123
SN-T | SN Sensor - Modular single temperature probe (1 probe) | 176 | 15% | 150.722
SN-TH | SN Sensor - Modular single temperature and single humidity probes (2 probes) | 245.3 | 15% | 210.0688
SN-Z01 | SN Sensor - Single Temperature Probe; 3.66m/12ft. length cable | 157.3 | 15% | 134.7078
SN-Z02 | SN Sensor - Three Temperature Probes; 5.18m/17ft. length cable | 352 | 15% | 301.444
SN-Z03 | SN Sensor - Three Temperature and One Humidity Probes; 5.18m/17ft. length cable | 422.4 | 15% | 361.7328
SP-5 | Five way splitter for remote sensors | 15.4 | 15% | 13.1882
SRT-100 | Temperature sensor used to monitor temperature in critical environments. Includes a 100ft / 30.4m cable. | 135.3 | 15% | 115.8675
SRT-12 | Temperature sensor used to monitor temperature in critical environments. Includes a 12ft / 3.6m cable. | 55 | 15% | 47.1006
SRT-20 | Temperature sensor used to monitor temperature in critical environments. Includes a 20ft / 6.1m cable. | 63.8 | 15% | 54.6367
SRT-50 | Temperature sensor used to monitor temperature in critical environments. Includes a 50ft / 15.2m cable. | 89.1 | 15% | 76.303
SUAPS-MR24 | APS Module Replacement and Reconfiguration 24x7 | 2279 | 15% | 1951.6786
SUAPS-MR85 | APS Module Replacement and Reconfiguration M-F 8x5 | 1653 | 15% | 1415.5879
SUAPSXX24 | Startup 24 X 7 | 2279 | 15% | 1951.6786
SUAPSXXMF | Startup M-F, 8-5 | 1653 | 15% | 1415.5879
SUGXT15-20U7 | GXT 15-20 S/U 7x24 | 2207 | 15% | 1890.0196
SUGXT15-20U7RMV | GXT 8-10K S/U 7x24 WR | 3112 | 15% | 2665.039
SUGXT-1K3K | START UP GXT UP TO 3KVA 7X24 | 1764 | 15% | 1510.6455
SUGXT-1K3KRMV | START UP GXT UP TO 3KVA 7X24 WR | 2076 | 15% | 1777.8345
SUGXT-5-6U7 | GXT3 Startup 5 & 6 kVA 7 x 24 | 1987 | 15% | 1701.6171
SUGXT-5-6U7RMV | UPS-GXT 5-6K S/U 7x24 WR | 2981 | 15% | 2552.8539
SUGXT-8-10U7 | GXT3 Startup 8 & 10 kVA 7 x 24 | 2428 | 15% | 2079.2785
SUGXT-8-10U7RMV | UPS-GXT 8-10K S/U 7x24 WR | 3423 | 15% | 2931.3716
SUGXTCRD-LFWYN | START-UP VEYTEC C#38050273 WYNDHAM | 1315 | 15% | 1126.1331
SUGXT-EXTBTCB | START UP GXT EXT BT CB 7X24 | 725 | 15% | 620.8719
SUGXTEXTBTCBRMV | Start Up GXT Ext BT CB 7x24 WR | 1227 | 15% | 1050.7721
SUGXT-EXTBTCBRMV | START UP GXT EXT BT CB 7X24 WR | 1447 | 15% | 1239.1746
SUGXT-LFWYN | START-UP VEYTEC C#38050273 WYNDHAM | 1315 | 15% | 1126.1331
SUGXT-RLFWYN | START-UP VEYTEC C#38050273 WYNDHAM | 1315 | 15% | 1126.1331
SUITA-8-10U7 | Startup ITA2 8-10K UPS 7x24 | 2660 | 15% | 2277.9575
SUITA-EXTBTCBU7 | Startup ITA2 EBC UPS 7x24 | 784 | 15% | 671.398
SUPAPSXX24 | Startup Plus 24 X 7 | 2670 | 15% | 2286.5213
SUPAPSXXMF | Startup Plus M-F, 8-5 | 2200 | 15% | 1884.025
SUPSI-1K3K | START UP PSI UP TO 3KVA 7X24 | 1504 | 15% | 1287.988
SUPSI-1K3KRMV | START UP PSI UP TO 3KVA 7X24 WR | 1736 | 15% | 1486.667
SUPSI-5K | START UP PSI UP TO 5KVA 7X24 | 1662 | 15% | 1423.2953
SUPSI-5KRMV | START UP PSI UP TO 5KVA 7X24 RMV | 2494 | 15% | 2135.7993
SUPSI-EXTBTCB | START UP PSI EXT BT CB 7X24 | 658 | 15% | 563.4947
SUPSIEXTBTCBRMV | START UP PSI EXT BT CB 7X24 WR | 1314 | 15% | 1125.2767
SURPDU-BAS1 | START UP BASIC RPDU SNGL 7X24 | 1017 | 15% | 870.9334
SURPDU-BASRMV1 | START UP BASIC SNGL 7X24 RMV | 1412 | 15% | 1209.2015
SURPDU-BASRMVX | START UP BASIC MULT 7X24 RMV | 1193 | 15% | 1021.6554
SURPDU-BASX | START UP BASIC RPDU MULT 7X24 | 798 | 15% | 683.3872
SURPDU-GE1 | Start-up Vertiv VP R-PDU SNGL | 1173 | 15% | 1004.5279
SURPDU-GEIRMV1 | START UP / INSTALLATION WITH REMOVAL– ONLY | 1442 | 15% | 1234.8928
SURPDU-GEIRMVX | START UP / INSTALLATION WITH REMOVAL– ONLY | 1213 | 15% | 1038.7829
SURPDU-GEIX | START-UP GEIST R-PDU | 837 | 15% | 716.7859
SURPDU-GERMV1 | Start-up Vertiv VP R-PDU SNGL RMV | 1588 | 15% | 1359.9235
SURPDU-GERMVX | Start-up Vertiv VP R-PDU MULT RMV | 1336 | 15% | 1144.117
SURPDU-GEX | Start-up Vertiv VP R-PDU MULT | 921 | 15% | 788.7214
SV2160DPH-400 | Avocent® SV Universal DP/H KVM Switch 16-Port Dual Display | 4140 | 15% | 3545.3925
SV220-001 | 2-Port DVI-I Standard KVM | 546 | 15% | 467.5807
SV220D-001 | 2-Port DisplayPort Standard KVM | 655 | 15% | 560.9256
SV220H-001 | 2-Port HDMI Standard KVM | 509 | 15% | 435.8949
SV240-001 | 4-Port DVI-I Standard KVM | 983 | 15% | 841.8166
SV240D-001 | 4-Port DisplayPort Standard KVM | 946 | 15% | 810.1308
SV240DPH-400 | Avocent® SV Universal DP/H KVM Switch 4-Port Single Display | 1667 | 15% | 1427.5771
SV240H-001 | 4-Port HDMI Standard KVM | 1104 | 15% | 945.438
SV340-001 | 4-Port DH DVI-I Standard KVM | 1558 | 15% | 1334.2323
SV340D-001 | 4-Port DH DisplayPort Standard KVM | 1527 | 15% | 1307.6846
SV340DPH-400 | Avocent® SV Universal DP/H KVM Switch 4-Port Dual Display | 2335 | 15% | 1999.6356
SV340H-001 | 4-Port DH HDMI Standard KVM | 1381 | 15% | 1182.6539
SVC-VRCS-INSU | VRC Inst Startup | 6696 | 15% | 5734.287
SVC-VRCS-INSU-M | VRC Inst Startup Mob | 7833 | 15% | 6707.9854
SVKM120-001 | 2-Port Standard KM | 509 | 15% | 435.8949
SVKM140-001 | 4-Port Standard KM | 815 | 15% | 697.9456
SVM140DPH-400 | Avocent® SV Universal DP/H Desktop Matrix 2x4 KVM | 1835 | 15% | 1571.4481
SVM180DPH-400 | Avocent® SV Universal DP/H Desktop Matrix 2x8 KVM | 2836 | 15% | 2428.6795
SVMV240DPH-400 | Avocent® SV Universal DP/H 4-Port MultiViewer KVM | 5730 | 15% | 4907.0288
SVMV280DPH-400 | Avocent® SV Universal DP/H 8-Port MultiViewer KVM | 12291 | 15% | 10525.7051
TBR02 | VGA to DVI-D converted with USB Bridge | 405 | 15% | 346.8319
TDU-3500RTL620 | Liebert TDU 2U Rack Mount Stepdown Transformer, (8) 5-15/20R, (2) L5-20R | 1561 | 15% | 1336.8014
TDU-4000RTL630 | Liebert TDU 2U Rack Mount Stepdown Transformer, (8) 5-15/20R, (2) L5-20R | 1690 | 15% | 1447.2738
TDU-6000RTL630 | Liebert TDU 2U Rack Mount Stepdown Transformer, (8) 5-15/20R, (2) L5-30R | 1704 | 15% | 1459.263
TLFL | Toolless Full Length rPDU Bracket | 42 | 15% | 35.9677
TLMH | Toolless Mounting Hardware | 7 | 15% | 5.9946
TSMX2 | Single Side Mount 2 Unit rPDU Bracket (PAIR) | 25 | 15% | 21.4094
U1071L | rPDU, Basic Standard, Max 22.0kW, Variable Power Configuration, Horizontal, (12) Locking IEC C13, (6) Locking IEC C19, Universal Input, Black Powder Coat. | 1392 | 15% | 1192.074
U1072L | rPDU, Basic Standard, Max 11.0kW, Variable Power Configuration, Vertical, (24) Locking IEC C13, (12) Locking IEC C19, Universal Input, Black Powder Coat. | 1237 | 15% | 1059.3359
U1073L | rPDU, Basic Standard, Max 22.0kW, Variable Power Configuration, Vertical, (24) Locking IEC C13, (6) Locking IEC C19, Universal Input, Black Powder Coat. | 1517 | 15% | 1299.1209
U1075 | rPDU, Basic Standard, Max 11.0kW, Variable Power Configuration, Vertical, (42) Combination C13/C19, Universal Input, Black Powder Coat. | 1426 | 15% | 1221.1907
U1076 | rPDU, Basic Standard, Max 11.0kW, Variable Power Configuration, Horizontal, (12) Combination C13/C19, Universal Input, Black Powder Coat. | 1146 | 15% | 981.4058
U1077 | rPDU, Basic Standard, Max 22.0kW, Variable Power Configuration, Horizontal, (24) Combination C13/C19, Universal Input, Black Powder Coat. | 1454 | 15% | 1245.1692
U1078 | rPDU, Basic Standard, Max 22.0kW, Variable Power Configuration, Vertical, (30) Combination C13/C19, Universal Input, Black Powder Coat. | 1469 | 15% | 1258.0149
U1079 | rPDU, Basic Standard, Max 22.0kW, Variable Power Configuration, Vertical, (48) Combination C13/C19, Universal Input, Black Powder Coat. | 1658 | 15% | 1419.8698
UI10001L | rPDU, Basic Upgradeable, 16A OR 20A, 120V OR 208V OR 230V, 1.9kW or 3.3kW or 3.6kW, Vertical, (36) Locking IEC C13, (6) Locking IEC C19, C20, Black Powder Coat. | 843 | 15% | 721.9241
UI10007L | rPDU, Metered Upgradeable, 16A OR 20A, 120V OR 208V OR 230V, 1.9kW or 3.3kW or 3.6kW, Vertical, (36) Locking IEC C13, (6) Locking IEC C19, C20, Black Powder Coat. | 894 | 15% | 765.5992
UI10014L | rPDU, Basic Upgradeable, 16A OR 20A, 120V OR 208V OR 230V, 1.9kW or 3.3kW or 3.6kW, Horizontal, (10) Locking IEC C13, C20, Black Powder Coat. | 470 | 15% | 402.4963
UI10016L | rPDU, Metered Upgradeable, 16A OR 20A, 120V OR 208V OR 230V, 1.9kW or 3.3kW or 3.6kW, Horizontal, (10) Locking IEC C13, C20, Black Powder Coat. | 521 | 15% | 446.1714
UI10022L | rPDU, Basic Upgradeable, Max 22.0kW, Variable Power Configuration, Horizontal, (12) Locking IEC C13, (6) Locking IEC C19, Universal Input, Black Powder Coat. | 1493 | 15% | 1278.5679
UI10023L | rPDU, Basic Upgradeable, Max 11.0kW, Variable Power Configuration, Vertical, (24) Locking IEC C13, (12) Locking IEC C19, Universal Input, Black Powder Coat. | 1341 | 15% | 1148.3989
UI10024L | rPDU, Basic Upgradeable, Max 22.0kW, Variable Power Configuration, Vertical, (24) Locking IEC C13, (6) Locking IEC C19, Universal Input, Black Powder Coat. | 1594 | 15% | 1365.0617
UI10025 | rPDU, Basic Upgradeable, Max 11.0kW, Variable Power Configuration, Vertical, (42) Combination C13/C19, Universal Input, Black Powder Coat. | 1451 | 15% | 1242.6001
UI10026 | rPDU, Basic Upgradeable, Max 11.0kW, Variable Power Configuration, Vertical, (12) Combination C13/C19, Universal Input, Black Powder Coat. | 1248 | 15% | 1068.756
UI10027 | rPDU, Basic Upgradeable, Max 22.0kW, Variable Power Configuration, Horizontal, (24) Combination C13/C19, Universal Input, Black Powder Coat. | 1493 | 15% | 1278.5679
UI10028 | rPDU, Basic Upgradeable, Max 22.0kW, Variable Power Configuration, Vertical, (30) Combination C13/C19, Universal Input, Black Powder Coat. | 1544 | 15% | 1322.243
UI10029 | rPDU, Basic Upgradeable, Max 22.0kW, Variable Power Configuration, Vertical, (48) Combination C13/C19, Universal Input, Black Powder Coat. | 1745 | 15% | 1494.3744
UI30005L | rPDU, Monitored Unit Level EC, Max 22.0kW, Variable Power Configuration, Horizontal, (12) Locking IEC C13, (6) Locking IEC C19, Universal Input, Black Powder Coat. | 1766 | 15% | 1512.3582
UI30006L | rPDU, Monitored Unit Level EC, Max 11.0kW, Variable Power Configuration, Vertical, (24) Locking IEC C13, (12) Locking IEC C19, Universal Input, Black Powder Coat. | 1615 | 15% | 1383.0456
UI30007L | rPDU, Monitored Unit Level EC, Max 22.0kW, Variable Power Configuration, Vertical, (24) Locking IEC C13, (6) Locking IEC C19, Universal Input, Black Powder Coat. | 1868 | 15% | 1599.7085
UI30011L | rPDU, Monitored Unit Level EC, 16A or 20A, 120V or 208V or 230V, 1.9kW or 3.3kW or 3.6kW, Vertical, (36) Locking IEC C13, (6) Locking IEC C19, C20, Black Powder Coat. | 1116 | 15% | 955.7145
UI30020L | rPDU, Inline Monitored EC, 16A OR 20A, 120V OR 208V OR 230V, 1.9kW or 3.3kW or 3.6kW, Horizontal/Vertical, (1) Locking IEC C19, C20, Black Powder Coat. | 652 | 15% | 558.3565
UI30023 | rPDU, Monitored Unit Level EC, Max 11.0kW, Variable Power Configuration, Vertical, (42) Combination C13/C19, Universal Input, Black Powder Coat. | 1725 | 15% | 1477.2469
UI30024 | rPDU, Monitored Unit Level EC, Max 11.0kW, Variable Power Configuration, Vertical, (12) Combination C13/C19, Universal Input, Black Powder Coat. | 1521 | 15% | 1302.5464
UI30025 | rPDU, Monitored Unit Level EC, Max 22.0kW, Variable Power Configuration, Horizontal, (24) Combination C13/C19, Universal Input, Black Powder Coat. | 1766 | 15% | 1512.3582
UI30026 | rPDU, Monitored Unit Level EC, Max 22.0kW, Variable Power Configuration, Vertical, (30) Combination C13/C19, Universal Input, Black Powder Coat. | 1817 | 15% | 1556.0334
UI30027L | rPDU, Monitored Unit Level EC, 16A OR 20A, 120V OR 208V OR 230V, 1.9kW or 3.3kW or 3.6kW, Horizontal, (10) Locking IEC C13, C20, Black Powder Coat. | 743 | 15% | 636.2866
UI30028 | rPDU, Monitored Unit Level EC, Max 22.0kW, Variable Power Configuration, Vertical, (48) Combination C13/C19, Universal Input, Black Powder Coat. | 2018 | 15% | 1728.1648
UMIQ-PS | POWER SUPPLY MODULE W/ CABLE | 246 | 15% | 210.6683
UMIQ-V2 | UM KVM MODULE - VGA+SP DUAL RJ45 | 376 | 15% | 321.997
UPD-IEC | Power supply, IEC Adapter & 4 output cable to support up to 4 MPUIQ-SRL modules | 98 | 15% | 83.9248
UR30001L | rPDU, Monitored Outlet Level EC, 16A OR 20A, 120V OR 208V OR 230V, 1.9kW or 3.3kW or 3.6kW, Vertical, (24) Locking IEC C13, C20, Black Powder Coat. | 2069 | 15% | 1771.8399
UR30002L | rPDU, Monitored Outlet Level EC, 16A OR 20A, 120V OR 208V OR 230V, 1.9kW or 3.3kW or 3.6kW, Vertical, (21) Locking IEC C13, (3) Locking IEC C19, C20, Black Powder Coat. | 2052 | 15% | 1757.2815
UR30003L | rPDU, Monitored Outlet Level EC, 16A OR 20A, 120V OR 208V OR 230V, 1.9kW or 3.3kW or 3.6kW, Vertical, (18) Locking IEC C13, (6) Locking IEC C19, C20, Black Powder Coat. | 2052 | 15% | 1757.2815
UR30004L | rPDU, Monitored Outlet Level EC, 16A OR 20A, 120V OR 208V OR 230V, 1.9kW or 3.3kW or 3.6kW, Vertical, (10) Locking IEC C13, (2) Locking IEC C19, C20, Black Powder Coat. | 1502 | 15% | 1286.2753
UR30006L | rPDU, Monitored Outlet Level EC, Max 11.0kW, Variable Power Configuration, Vertical, (30) Locking IEC C13, (6) Locking IEC C19, Universal Input, Black Powder Coat. | 3148 | 15% | 2695.8685
UR30007L | rPDU, Monitored Outlet Level EC, Max 22.0kW, Variable Power Configuration, Vertical, (18) Locking IEC C13, (12) Locking IEC C19, Universal Input, Black Powder Coat. | 3275 | 15% | 2804.6281
UR30200 | rPDU, Monitored Outlet Level EC, 16A OR 20A, 120V OR 208V OR 230V, 1.9kW or 3.3kW or 3.6kW, Horizontal, (12 | 1502 | 15% | 1286.2753
UR30201 | rPDU, Monitored Outlet Level EC, Max 11.0kW, Variable Power Configuration, Horizontal, (12) Combination C13/C19 | 2156 | 15% | 1846.3445
US30001L | rPDU, Switched Unit Level Monitoring EC, 16A OR 20A, 120V OR 208V OR 230V, 1.9kW or 3.3kW or 3.6kW, Vertical, (24) Locking IEC C13, C20, Black Powder Coat. | 1749 | 15% | 1497.7999
US30002L | rPDU, Switched Unit Level Monitoring EC, 16A OR 20A, 120V OR 208V OR 230V, 1.9kW or 3.3kW or 3.6kW, Vertical, (21) Locking IEC C13, (3) Locking IEC C19, C20, Black Powder Coat. | 1732 | 15% | 1483.2415
US30003L | rPDU, Switched Unit Level Monitoring EC, 16A OR 20A, 120V OR 208V OR 230V, 1.9kW or 3.3kW or 3.6kW, Vertical, (18) Locking IEC C13, (6) Locking IEC C19, C20, Black Powder Coat. | 1732 | 15% | 1483.2415
US30004L | rPDU, Switched Unit Level Monitoring EC, 16A OR 20A, 120V OR 208V OR 230V, 1.9kW or 3.3kW or 3.6kW, Vertical, (10) Locking IEC C13, (2) Locking IEC C19, C20, Black Powder Coat. | 1342 | 15% | 1149.2553
US30014L | rPDU, Switched Unit Level Monitoring EC, Max 11.0kW, Variable Power Configuration, Vertical, (30) Locking IEC C13, (6) Locking IEC C19, Universal Input, Black Powder Coat. | 2668 | 15% | 2284.8085
US30015L | rPDU, Switched Unit Level Monitoring EC, Max 22.0kW, Variable Power Configuration, Vertical, (18) Locking IEC C13, (12) Locking IEC C19, Universal Input, Black Powder Coat. | 2875 | 15% | 2462.0781
US30201 | rPDU, Switched Unit Level Monitoring EC, Max 11.0kW, Variable Power Configuration, Horizontal, (12) Combination | 1996 | 15% | 1709.3245
USB485I | USB to RS-485 adapter. RDU101 Modbus/RTU and BACNet/MSTP support | 336 | 15% | 287.742
USB6000RX | LAN USB 2.0 Extender Receiver | 1022 | 15% | 875.2152
USB6000TX | LAN USB 2.0 Extender Transmitter | 1022 | 15% | 875.2152
USBCKVMDHNP | USB-C/HDMI Adapter dual head | 485 | 15% | 415.3419
USBCKVMSHNP | USB-C/HDMI Adapter single head | 364 | 15% | 311.7205
USBCUSBCNP | USB-C/USB-C Adapter cable | 303 | 15% | 259.4816
USBIAC2-10 | 10FT USB2 INTEGRATEDACCESS CBL | 87 | 15% | 74.5046
USBIAC2-7 | 7FT USB2 INTEGRATEDACCESS CBL | 80 | 15% | 68.51
UU30001L | rPDU, Switched Outlet Level Monitoring EC, 16A OR 20A, 120V OR 208V OR 230V, 1.9kW or 3.3kW or 3.6kW, Vertical, (24) Locking IEC C13, C20, Black Powder Coat. | 2245 | 15% | 1922.5619
UU30002L | rPDU, Switched Outlet Level Monitoring EC, 16A OR 20A, 120V OR 208V OR 230V, 1.9kW or 3.3kW or 3.6kW, Vertical, (21) Locking IEC C13, (3) Locking IEC C19, C20, Black Powder Coat. | 2228 | 15% | 1908.0035
UU30003L | rPDU, Switched Outlet Level Monitoring EC, 16A OR 20A, 120V OR 208V OR 230V, 1.9kW or 3.3kW or 3.6kW, Vertical, (18) Locking IEC C13, (6) Locking IEC C19, C20, Black Powder Coat. | 2228 | 15% | 1908.0035
UU30004L | rPDU, Switched Outlet Level Monitoring EC, 16A OR 20A, 120V OR 208V OR 230V, 1.9kW or 3.3kW or 3.6kW, Vertical, (10) Locking IEC C13, (2) Locking IEC C19, C20, Black Powder Coat. | 1590 | 15% | 1361.6363
UU30009L | rPDU, Switched Outlet Level Monitoring EC, Max 11.0kW, Variable Power Configuration, Vertical, (30) Locking IEC C13, (6) Locking IEC C19, Universal Input, Black Powder Coat. | 3412 | 15% | 2921.9515
UU30010L | rPDU, Switched Outlet Level Monitoring EC, Max 22.0kW, Variable Power Configuration, Vertical, (18) Locking IEC C13, (12) Locking IEC C19, Universal Input, Black Powder Coat. | 3495 | 15% | 2993.0306
UU30200 | rPDU, Switched Outlet Level Monitoring EC, 16A OR 20A, 120V OR 208V OR 230V, 1.9kW or 3.3kW or 3.6kW, Horiz | 1590 | 15% | 1361.6363
UU30201 | rPDU, Switched Outlet Level Monitoring EC, Max 11.0kW, Variable Power Configuration, Horizontal, (12) Combinatio | 2244 | 15% | 1921.7055
VA1G8100 | rPDU, Rack Transfer Switch Basic Upgradeable, 16A, 230V, 3.6kW, Horizontal, (12) Combination C13/C19, 10ft / 3m | 1800 | 15% | 1541.475
VA1G9100 | rPDU, Rack Transfer Switch Basic Upgradeable, 32A, 230V, 7.3kW, Horizontal, (12) Combination C13/C19, 10ft / 3m | 1829 | 15% | 1566.3099
VA1G9200 | rPDU, Rack Transfer Switch Basic Upgradeable, 32A, 230V, 7.3kW, Horizontal, (24) Combination C13/C19, 10ft / 3m | 1620 | 15% | 1387.3275
VA1N1100 | rPDU, Rack Transfer Switch Basic Upgradeable, 15A, 120V, 1.4kW, Horizontal, (10) NEMA 5-15R, 10ft / 3m power c | 1730 | 15% | 1481.5288
VA1N2100 | rPDU, Rack Transfer Switch Basic Upgradeable, 20A, 120V, 1.9kW, Horizontal, (10) NEMA 5-20R, 10ft / 3m power c | 2300 | 15% | 1969.6625
VA1N2101 | rPDU, Rack Transfer Switch Basic Upgradeable, 20A, 120V, 1.9kW, Horizontal, (10) NEMA 5-20R, 10ft / 3m power c | 2140 | 15% | 1832.6425
VA1N2200 | rPDU, Rack Transfer Switch Basic Upgradeable, 20A, 120V, 1.9kW, Horizontal, (20) NEMA 5-20R, 10ft / 3m power c | 1490 | 15% | 1275.9987
VA1N2201 | rPDU, Rack Transfer Switch Basic Upgradeable, 20A, 120V, 1.9kW, Horizontal, (20) NEMA 5-20R, 10ft / 3m power c | 1490 | 15% | 1275.9987
VA1N3100 | rPDU, Rack Transfer Switch Basic Upgradeable, 30A, 208V, 4.9kW, Horizontal, (1) NEMA L6-30R, 10ft / 3m power c | 1674 | 15% | 1433.5717
VA1N3102 | rPDU, Rack Transfer Switch Basic Upgradeable, 30A, 208V, 4.9kW, Horizontal, (12) Combination C13/C19, 10ft / 3m | 1904 | 15% | 1630.538
VA1N3200 | rPDU, Rack Transfer Switch Basic Upgradeable, 30A, 208V, 4.9kW, Horizontal, (24) Combination C13/C19, 10ft / 3m | 2024 | 15% | 1733.303
VA1N3201 | rPDU, Rack Transfer Switch Basic Upgradeable, 30A, 120V, 2.8kW, Horizontal, (20) NEMA 5-20R, 10ft / 3m power c | 1784 | 15% | 1527.773
VA1U1100 | rPDU, Rack Transfer Switch Basic Upgradeable, 10A or 15A, 120V or 208V or 230V, 1.4kW or 2.4kW or 2.3kW, Hori | 1774 | 15% | 1519.2092
VA1U2100 | rPDU, Rack Transfer Switch Basic Upgradeable, 16A OR 20A, 120V or 208V or 230V, 1.9kW or 3.3kW or 3.6kW, Ho | 1814 | 15% | 1553.4642
VA4G8100 | rPDU, Rack Transfer Switch Monitored Unit Level, 16A, 230V, 3.6kW, Horizontal, (12) Combination C13/C19, 10ft / 3 | 1802 | 15% | 1543.1878
VA4G9100 | rPDU, Rack Transfer Switch Monitored Unit Level, 32A, 230V, 7.3kW, Horizontal, (12) Combination C13/C19, 10ft / 3 | 2074 | 15% | 1776.1218
VA4G9200 | rPDU, Rack Transfer Switch Monitored Unit Level, 32A, 230V, 7.3kW, Horizontal, (12) Combination C13/C19, 10ft / 3 | 2102 | 15% | 1800.1003
VA4N1100 | rPDU, Rack Transfer Switch Monitored Unit Level, 15A, 120V, 1.4kW, Horizontal, (10) NEMA 5-15R, 10ft / 3m power | 1894 | 15% | 1621.9742
VA4N2100 | rPDU, Rack Transfer Switch Monitored Unit Level, 20A, 120V, 1.9kW, Horizontal, (10) NEMA 5-20R, 10ft / 3m power | 2004 | 15% | 1716.1755
VA4N2101 | rPDU, Rack Transfer Switch Monitored Unit Level, 20A, 208V, 3.3kW, Horizontal, (12) Combination C13/C19, 10ft / 3 | 2574 | 15% | 2204.3093
VA4N2102 | rPDU, Rack Transfer Switch Monitored Unit Level, 20A, 120V, 1.9kW, Horizontal, (10) NEMA 5-20R, 10ft / 3m power | 2414 | 15% | 2067.2893
VA4N2200 | rPDU, Rack Transfer Switch Monitored Unit Level, 20A, 120V, 1.9kW, Horizontal, (20) NEMA 5-20R, 10ft / 3m power | 1764 | 15% | 1510.6455
VA4N2201 | rPDU, Rack Transfer Switch Monitored Unit Level, 20A, 120V, 1.9kW, Horizontal, (20) NEMA 5-20R, 10ft / 3m power | 1764 | 15% | 1510.6455
VA4N3100 | rPDU, Rack Transfer Switch Monitored Unit Level, 30A, 208V, 4.9kW, Horizontal, (1) NEMA L6-30R, 10ft / 3m power | 1764 | 15% | 1510.6455
VA4N3102 | rPDU, Rack Transfer Switch Monitored Unit Level, 30A, 208V, 4.9kW, Horizontal, (12) Combination C13/C19, 10ft / 3 | 710 | 15% | 608.0263
VA4N3200 | rPDU, Rack Transfer Switch Monitored Unit Level, 30A, 208V, 4.9kW, Horizontal, (24) Combination C13/C19, 10ft / 3 | 4066 | 15% | 3482.0208
VA4N3201 | rPDU, Rack Transfer Switch Monitored Unit Level, 30A, 120V, 2.8kW, Horizontal, (20) NEMA 5-20R, 10ft / 3m power | 48 | 15% | 41.106
VA4U1100 | rPDU, Rack Transfer Switch Monitored Unit Level, 10A or 15A, 120V or 208V or 230V, 1.4kW or 2.4kW or 2.3kW, Ho | 48 | 15% | 41.106
VA4U2100 | rPDU, Rack Transfer Switch Monitored Unit Level, 16A OR 20A, 120V or 208V or 230V, 1.9kW or 3.3kW or 3.6kW, H | 43 | 15% | 36.8241
VA4U9101 | rPDU, Rack Transfer Switch Monitored Unit Level, 30/32A, 200-240V, 7.3kW, Horizontal, (1) IEC 2P+E, 10ft / 3m pow | 174 | 15% | 149.0093
VA5N2101 | rPDU, Rack Transfer Switch Switched Unit Level Monitoring, 20A, 120V, 1.9kW, Horizontal, (6) NEMA 5-20R, 10ft / 3m power cords with L5-20P, Black Powder Coat. | 1869 | 15% | 1600.5649
VA6G8100 | rPDU, Rack Transfer Switch Monitored Outlet Level, 16A, 230V, 3.6kW, Horizontal, (6) Combination C13/C19, 10ft / 3m power cord with 1P+N+E (IP44), Black Powder Coat. | 1860 | 15% | 1592.8575
VA6G9200 | rPDU, Rack Transfer Switch Monitored Outlet Level, 32A, 230V, 7.3kW, Horizontal, (12) Combination C13/C19, 10ft / 3m power cord with 1P+N+E (IP44), Black Powder Coat. | 2340 | 15% | 2003.9175
VA6N1100 | rPDU, Rack Transfer Switch Monitored Outlet Level, 15A, 120V, 1.4kW, Horizontal, (6) NEMA 5-15R, 10ft / 3m power cords with 5-15P, Black Powder Coat. | 1930 | 15% | 1652.8038
VA6N2100 | rPDU, Rack Transfer Switch Monitored Outlet Level, 20A, 120V, 1.9kW, Horizontal, (6) NEMA 5-20R, 10ft / 3m power cords with 5-20P, Black Powder Coat. | 1920 | 15% | 1644.24
VA6N2101 | rPDU, Rack Transfer Switch Monitored Outlet Level, 20A, 120V, 1.9kW, Horizontal, (6) NEMA 5-20R, 10ft / 3m power cords with L5-20P, Black Powder Coat. | 1949 | 15% | 1669.0749
VA6N3100 | rPDU, Rack Transfer Switch Monitored Outlet Level, 30A, 208V, 4.9kW, Horizontal, (6) Combination C13/C19, 10ft / 3m power cords with L6-30P, Black Powder Coat. | 2130 | 15% | 1824.0788
VA6N3200 | rPDU, Rack Transfer Switch Monitored Outlet Level, 30A, 120V, 2.8kW, Horizontal, (12) NEMA 5-20R, 10ft / 3m power cords with L5-30P, Black Powder Coat. | 2510 | 15% | 2149.5013
VA6U1100 | rPDU, Rack Transfer Switch Monitored Outlet Level, 10A or 15A, 120V or 208V or 230V, 1.4kW or 2.4kW or 2.3kW, Horizontal, (6) Locking IEC C13, C14, Black Powder Coat. | 1890 | 15% | 1618.5488
VA6U2100 | rPDU, Rack Transfer Switch Monitored Outlet Level, 16A OR 20A, 120V or 208V or 230V, 1.9kW or 3.3kW or 3.6kW, Horizontal, (6) Combination C13/C19, C20, Black Powder Coat. | 1890 | 15% | 1618.5488
VA7G8100 | rPDU, Rack Transfer Switch Switched Outlet Level Monitoring, 16A, 230V, 3.6kW, Horizontal, (6) Combination C13/C19, 10ft / 3m power cord with 1P+N+E (IP44), Black Powder Coat. | 1904 | 15% | 1630.538
VA7G9201 | rPDU, Rack Transfer Switch Switched Outlet Level Monitoring, 32A, 230V, 7.3kW, Horizontal, (12) Combination C13/C19, 10ft / 3m power cord with 1P+N+E (IP44), Black Powder Coat. | 2428 | 15% | 2079.2785
VA7N1100 | rPDU, Rack Transfer Switch Switched Outlet Level Monitoring, 15A, 120V, 1.4kW, Horizontal, (6) NEMA 5-15R, 10ft / 3m power cords with 5-15P, Black Powder Coat. | 1974 | 15% | 1690.4842
VA7N2100 | rPDU, Rack Transfer Switch Switched Outlet Level Monitoring, 20A, 120V, 1.9kW, Horizontal, (6) NEMA 5-20R, 10ft / 3m power cords with 5-20P, Black Powder Coat. | 1964 | 15% | 1681.9205
VA7N2101 | rPDU, Rack Transfer Switch Switched Outlet Level Monitoring, 20A, 120V, 1.9kW, Horizontal, (6) NEMA 5-20R, 10ft / 3m power cords with L5-20P, Black Powder Coat. | 1993 | 15% | 1706.7554
VA7N3100 | rPDU, Rack Transfer Switch Switched Outlet Level Monitoring, 30A, 208V, 4.9kW, Horizontal, (6) Combination C13/C19, 10ft / 3m power cords with L6-30P, Black Powder Coat. | 2174 | 15% | 1861.7593
VA7N3200 | rPDU, Rack Transfer Switch Switched Outlet Level Monitoring, 30A, 120V, 2.8kW, Horizontal, (12) NEMA 5-20R, 10ft / 3m power cords with L5-30P, Black Powder Coat. | 2598 | 15% | 2224.8622
VA7U1100 | rPDU, Rack Transfer Switch Switched Outlet Level Monitoring, 10A or 15A, 120V or 208V or 230V, 1.4kW or 2.4kW or 2.3kW, Horizontal, (6) Locking IEC C13, C14, Black Powder Coat. | 1934 | 15% | 1656.2292
VA7U2100 | rPDU, Rack Transfer Switch Switched Outlet Level Monitoring, 16A OR 20A, 120V or 208V or 230V, 1.9kW or 3.3kW or 3.6kW, Horizontal, (6) Combination C13/C19, C20, Black Powder Coat. | 1934 | 15% | 1656.2292
VACS-Install | Install of a VACS System | 710 | 15% | 608.0263
VACS-Install-Mob | Mobilization to Install a VACS | 4066 | 15% | 3482.0208
VAD-27 | Male DVI-I to Female HD15 VGA video adapter | 48 | 15% | 41.106
VAD-28 | Female DVI-I to Male HD15 VGA video adapter | 48 | 15% | 41.106
VAD-31 | Dual link DVI-I to Male DVI-D video adapter | 43 | 15% | 36.8241
VAD-32 | Single-link Female DVI-D to Male Display Port video adapter | 174 | 15% | 149.0093
VC-AC-0001 | Aisle Containment Accessory, Support Beam (Qty 2) | 606 | 15% | 518.9633
VC-AC-0002 | Aisle Containment Accessory, 1ft (300mm) Blanking Panel | 375 | 15% | 321.1406
VC-AC-0003 | Aisle Containment Accessory, 2ft (600mm) Blanking Panel | 547 | 15% | 468.4371
VC-AC-0004 | Aisle Containment Accessory, 31.5in (800mm) Blanking Panel | 699 | 15% | 598.6061
VC-AC-0005 | Aisle Containment Accessory, 1Ux1ft (300mm) Height Adapter | 100 | 15% | 85.6375
VC-AC-0006 | Aisle Containment Accessory, 2Ux1ft (300mm) Height Adapter | 138 | 15% | 118.1797
VC-AC-0007 | Aisle Containment Accessory, 1Ux2ft (600mm) Height Adapter | 149 | 15% | 127.5999
VC-AC-0008 | Aisle Containment Accessory, 2Ux2ftin (600mm) Height Adapter | 216 | 15% | 184.977
VC-AC-0009 | Aisle Containment Accessory, 1Ux31.5in (800mm) Height Adapter | 179 | 15% | 153.2911
VC-AC-0010 | Aisle Containment Accessory, 2Ux31.5in (800mm) Height Adapter | 266 | 15% | 227.7957
VC-AC-0011 | Aisle Containment Accessory, 24in (600mm) Height Adapter Brush | 463 | 15% | 396.5016
VC-AC-0012 | Aisle Containment Accessory, 24in (600mm) Height Adapter Brush | 532 | 15% | 455.5915
VC-AC-0013 | Aisle Containment Accessory, 31.5in (800mm) Height Adapter Brush | 596 | 15% | 510.3995
VC-AC-0014 | Aisle Containment Accessory, 3ft (900mm) Roof Filler | 199 | 15% | 170.4186
VC-AC-0015 | Aisle Containment Accessory, 4ft (1200mm) Roof Filler | 263 | 15% | 225.2266
VC-AC-0016 | Aisle Containment Accessory, 6ft (1800mm) Roof Filler | 356 | 15% | 304.8695
VC-AC-0017 | Aisle Containment Accessory, 1ft (300mm) Spaced Light Kit | 480 | 15% | 411.06
VC-AC-0018 | Aisle Containment Accessory, 2ft (600mm) Spaced Light Kit | 604 | 15% | 517.2505
VC-AC-0019 | Aisle Containment Accessory, Lighting Cabling | 239 | 15% | 204.6736
VC-AC-0020 | Aisle Containment Accessory, Post Alignment Tool | 176 | 15% | 150.722
VC-AC-0021 | Aisle Containment Accessory, 1ft (300mm) Duct Brush Strip | 365 | 15% | 312.5769
VC-AC-0022 | Aisle Containment Accessory, 2ft (600mm) Duct Brush Strip | 192 | 15% | 164.424
VC-AC-0023 | Aisle Containment Accessory, 5ft (1500mm) Duct Brush Strip | 144 | 15% | 123.318
VCB-1 | Vertical Extension rPDU Brackets (PAIR) | 14 | 15% | 11.9893
VC-DR-0001 | Aisle Containment Door, Left (Qty 1) | 1501 | 15% | 1285.4189
VC-DR-0002 | Aisle Containment Door, Right (Qty 1) | 1552 | 15% | 1329.094
VC-DR-0003 | Aisle Containment Door, 3/4ft (900/1200mm) Header | 240 | 15% | 205.53
VC-DR-0004 | Aisle Containment Door, 6ft (1800mm) Header | 445 | 15% | 381.0869
VC-DR-0005 | Aisle Containment Door, Frame | 777 | 15% | 665.4034
VC-FM-0001 | Aisle Containment Frame, Post | 926 | 15% | 793.0033
VC-FM-0002 | Aisle Containment Frame, 3ft (900mm) Width Connector | 689 | 15% | 590.0424
VC-FM-0003 | Aisle Containment Frame, 4ft (1200mm) Width Connector | 817 | 15% | 699.6584
VC-FM-0004 | Aisle Containment Frame, 6ft (1800mm) Width Connector | 1098 | 15% | 940.2998
VC-FM-0005 | Aisle Containment Frame, Extension Beam | 1830 | 15% | 1567.1662
VC-FM-0006 | Aisle Containment Frame, 12in (300mm) Floor Stand | 533 | 15% | 456.4479
VC-FM-0007 | Aisle Containment Frame, 16in (400mm) Floor Stand | 518 | 15% | 443.6023
VC-FM-0008 | Aisle Containment Frame, 18in (450mm) Floor Stand | 511 | 15% | 437.6076
VC-FM-0009 | Aisle Containment Frame, 24in (600mm) Floor Stand | 537 | 15% | 459.8734
VC-FM-0010 | Aisle Containment Frame, 36in (900mm) Floor Stand | 574 | 15% | 491.5593
VC-RF-0001 | Aisle Containment Roof, 1x3ft (300x900mm) Shrink Panel | 161 | 15% | 137.8764
VC-RF-0002 | Aisle Containment Roof, 1x4ft (300x1200mm) Shrink Panel | 169 | 15% | 144.7274
VC-RF-0003 | Aisle Containment Roof, 1x6ft (300x1800mm) Shrink Panel | 261 | 15% | 223.5139
VC-RF-0004 | Aisle Containment Roof, 2x3ft (600x900mm) Shrink Panel | 263 | 15% | 225.2266
VC-RF-0005 | Aisle Containment Roof, 2x4ft (600x1200mm) Shrink Panel | 282 | 15% | 241.4977
VC-RF-0006 | Aisle Containment Roof, 2x6ft (600x1800mm) Shrink Panel | 406 | 15% | 347.6882
VC-RF-0007 | Aisle Containment Roof, 1x3ft (300x900mm) Fixed Panel | 177 | 15% | 151.5784
VC-RF-0008 | Aisle Containment Roof, 1x4ft (300x1200mm) Fixed Panel | 188 | 15% | 160.9985
VC-RF-0009 | Aisle Containment Roof, 1x6ft (300x1800mm) Fixed Panel | 213 | 15% | 182.4079
VC-RF-0010 | Aisle Containment Roof, 2x3ft (600x900mm) Fixed Panel | 240 | 15% | 205.53
VC-RF-0011 | Aisle Containment Roof, 2x4ft (600x1200mm) Fixed Panel | 255 | 15% | 218.3756
VC-RF-0012 | Aisle Containment Roof, 2x6ft (600x1800mm) Fixed Panel | 423 | 15% | 362.2466
VC-RF-0013 | Aisle Containment Roof, 1x1ft (300x300mm) Duct Panel | 416 | 15% | 356.252
VC-RF-0014 | Aisle Containment Roof, 1x2ft (300x600mm) Duct Panel | 471 | 15% | 403.3526
VC-RF-0015 | Aisle Containment Roof, 1x3ft (300x900mm) Duct Panel | 565 | 15% | 483.8519
VC-RF-0016 | Aisle Containment Roof, 1x4ft (300x1200mm) Duct Panel | 682 | 15% | 584.0477
VC-RF-0017 | Aisle Containment Roof, 1x5ft (300x1500mm) Duct Panel | 656 | 15% | 561.782
VC-RF-0018 | Aisle Containment Roof, 2x1ft (600x300mm) Duct Panel | 404 | 15% | 345.9755
VC-RF-0019 | Aisle Containment Roof, 2x2ft (600x600mm) Duct Panel | 514 | 15% | 440.1768
VC-RF-0020 | Aisle Containment Roof, 2x3ft (600x900mm) Duct Panel | 729 | 15% | 624.2974
VC-RF-0021 | Aisle Containment Roof, 2x4ft (600x1200mm) Duct Panel | 846 | 15% | 724.4933
VC-RF-0022 | Aisle Containment Roof, 2x5ft (600x1500mm) Duct Panel | 685 | 15% | 586.6169
VC-RF-0023 | Aisle Containment Roof, 3x5ft (900x1500mm) Duct Panel | 904 | 15% | 774.163
VC-RF-0024 | Aisle Containment Roof, 4x5ft (1200x1500mm) Duct Panel | 1258 | 15% | 1077.3198
VC-RF-0025 | Aisle Containment Roof, 3ft (900mm) Width Support | 69 | 15% | 59.0899
VC-RF-0026 | Aisle Containment Roof, 4ft (1200mm) Width Support | 85 | 15% | 72.7919
VC-RF-0027 | Aisle Containment Roof, 6ft (1800mm) Width Support | 116 | 15% | 99.3395
VC-RF-0028 | Aisle Containment Roof, Duct Attachment | 402 | 15% | 344.2627
VC-RF-0029 | Aisle Containment Roof, 1ft (300mm) Duct Extension | 85 | 15% | 72.7919
VC-RF-0030 | Aisle Containment Roof, 2ft (600mm) Duct Extension | 133 | 15% | 113.8979
VC-RF-0031 | Aisle Containment Roof, 3ft (900mm) Duct Extension | 214 | 15% | 183.2643
VC-RF-0032 | Aisle Containment Roof, 4ft (1200mm) Duct Extension | 231 | 15% | 197.8226
VEBCLI-48VRT1U | Lithium-Ion External Battery Cabinet, 48V, 1U Rack/Tower | 2530 | 15% | 2166.6288
vF-D3N1-INSTALL | vRow Delivery & Installation | 62114 | 15% | 53192.8768
vF-D3N-INSTALL | V-Row Delivery and install | 57345 | 15% | 49108.8244
vF-D4N1-INSTALL | vRow Delivery & Installation | 69480 | 15% | 59500.935
vF-D4N-INSTALL | Delivery & Installation - 4 Rack Contained Row with N cooling | 64216 | 15% | 54992.977
vF-D6N1-INSTALL | vRow Delivery & Installation | 85661 | 15% | 73357.9389
vF-D6N-INSTALL | Delivery & Installation - 6 Rack Contained Row with N cooling | 77039 | 15% | 65974.2736
vF-O3N1-INSTALL | Delivery & Installation - 3 Rack Open Row with N+1 cooling | 38580 | 15% | 33038.9475
vF-O3N-INSTALL | V-Row Delivery and install | 37370 | 15% | 32002.7338
vF-O4N1-INSTALL | Delivery & Installation - 4 Rack Open Row with N+1 cooling | 46575 | 15% | 39885.6656
vF-O4N-INSTALL | vRow Delivery & Installation | 48904 | 15% | 41880.163
vF-O6N1-INSTALL | Delivery & Installation - 6 Rack Open Row with N+1 cooling | 56983 | 15% | 48798.8166
vF-O6N-INSTALL | vRow Delivery & Installation | 56693 | 15% | 48550.4679
VMBC-20KMVRT4U | GXT5 15/20kVA Maintenance Bypass Cabinet, 208V/120V with (3) L14-30R, Hardwired and 1 POD port | 3010 | 15% | 2577.6888
VP43301 | rPDU, Monitored Unit Level EC, 30A, 208V, 4.9kW, Vertical, (36) Combination C13/C19, 10ft / 3m power cord with L6-30P, Black Powder Coat. | 1315 | 15% | 1126.1331
VP43302 | rPDU, Monitored Unit Level EC, 30A, 120/208V WYE, 8.6kW, Vertical, (36) Combination C13/C19, 10ft / 3m power cord with L21-30P, Black Powder Coat. | 1551 | 15% | 1328.2376
VP4551V | rPDU, Monitored Outlet Level EC, 60A, 208V DELTA, 17.2kW, Vertical, (12) Locking IEC C13, (12) Locking IEC C19, 10ft / 3m power cord with 3P+E (IP67), Black Powder Coat. | 3089 | 15% | 2645.3424
VP46301 | rPDU, Monitored Unit Level EC, 60A, 208V DELTA, 17.2kW, Vertical, (30) Combination C13/C19, 10ft / 3m power cord with 3P+E (IP44), Black Powder Coat. | 2825 | 15% | 2419.2594
VP51100 | rPDU, Switched Unit Level Monitoring EC, 15A, 120V, 1.4kW, Horizontal, (6) NEMA 5-15R, 10ft / 3m power cord with | 1147 | 15% | 982.2621
VP52100 | rPDU, Switched Unit Level Monitoring EC, 20A, 120V, 1.9kW, Horizontal, (12) NEMA 5-20R, 10ft / 3m power cord wit | 1434 | 15% | 1228.0417
VP52101 | rPDU, Switched Unit Level Monitoring EC, 16A OR 20A, 120V or 208V or 230V, 1.9kW or 3.3kW or 3.6kW, Horizonta | 1342 | 15% | 1149.2553
VP53100 | rPDU, Switched Unit Level Monitoring EC, 30A, 208V, 4.9kW, Horizontal, (12) Combination C13/C19, 10ft / 3m power | 1622 | 15% | 1389.0403
VP53101 | rPDU, Switched Unit Level Monitoring EC, 30A, 120V, 2.8kW, Horizontal, (12) NEMA 5-20R, 10ft / 3m power cord wit | 1559 | 15% | 1335.0886
VP5665V | rPDU, Switched Outlet Level Monitoring EC, 30A, 208V DELTA, 8.6kW, Vertical, (30) Locking IEC C13, (6) Locking IEC C19, 10ft / 3m power cord with L15-30P, Black Powder Coat. | 3371 | 15% | 2886.8401
VP5870V | rPDU, Switched Outlet Level Monitoring EC, 30A, 208V, 4.9kW, Vertical, (30) Locking IEC C13, (6) Locking IEC C19, 10ft / 3m power cord with L6-30P, Black Powder Coat. | 2925 | 15% | 2504.8969
VP7541 | rPDU, Basic Standard, 30A, 208V, 4.9kW, Vertical, (20) IEC C13, (4) IEC C19, 10ft power cord with L6-30P, Black Powder Coat. | 521 | 15% | 446.1714
VP7811B | rPDU, Monitored Unit Level EC, 30A, 208V, 4.9kW, Horizontal, (12) IEC C13, (4) IEC C19, 10ft power cord with L6- 30P, Black Powder Coat. | 1242 | 15% | 1063.6178
VP8641 | rPDU, Switched Outlet Level Monitoring EC, 30A, 208V, 4.9kW, Vertical, (20) Locking IEC C13, (4) Locking IEC C19, 10 ft / 3m power cord with L6-30P, Black Powder Coat. | 2758 | 15% | 2361.8822
VP8830 | rPDU, Monitored Unit Level EC, 20A, 120V, 1.9kW, Vertical, (24) NEMA 5-20R, 10ft power cord with L5-20P, Black Powder Coat. | 959 | 15% | 821.2636
VP8832 | rPDU, Monitored Unit Level EC, 30A, 120V, 2.8kW, Vertical, (24) NEMA 5-20R, 10ft power cord with L5-30P, Black Powder Coat. | 1007 | 15% | 862.3696
VP8841 | rPDU, Monitored Unit Level EC, 30A, 208V, 4.9kW, Vertical, (36) IEC C13, (6) IEC C19, 10ft power cord with L6- 30P, Black Powder Coat. | 1092 | 15% | 935.1615
VP8865 | rPDU, Monitored Unit Level EC, 30A, 120/208V WYE, 8.6kW, Vertical, (36) IEC C13, (6) IEC C19, (2) NEMA 5-20R, 10ft power cord with L21-30P, Black Powder Coat. | 1720 | 15% | 1472.965
VP8866 | rPDU, Monitored Unit Level EC, 60A, 208V DELTA, 17.2kW, Vertical, (12) IEC C13, (12) IEC C19, 10ft power cord with 3P+E (IP44), Black Powder Coat. | 2274 | 15% | 1947.3967
VP8867 | rPDU, Monitored Unit Level EC, 60A, 208V DELTA, 17.2kW, Vertical, (30) IEC C13, 10ft power cord with 3P+E (IP44), Black Powder Coat. | 2502 | 15% | 2142.6503
VP8868 | rPDU, Monitored Unit Level EC, 35A, 208V DELTA, 10.0kW, Vertical, (36) IEC C13, (6) IEC C19, 10ft power cord with 3P+E CA, Black Powder Coat. | 1461 | 15% | 1251.1639
VP8930 | rPDU, Switched Unit Level Monitoring EC, 20A, 120V, 1.9kW, Vertical, (24) NEMA 5-20R, 10ft / 3m power cord with L5-20P, Black Powder Coat. | 1522 | 15% | 1303.4028
VP8932 | rPDU, Switched Unit Level Monitoring EC, 30A, 120V, 2.8kW, Vertical, (24) NEMA 5-20R, 10ft / 3m power cord with L5-30P, Black Powder Coat. | 1774 | 15% | 1519.2092
VP8941 | rPDU, Switched Unit Level Monitoring EC, 30A, 208V, 4.9kW, Vertical, (20) Locking IEC C13, (4) Locking IEC C19, 10ft / 3m power cord with L6-30P, Black Powder Coat. | 1910 | 15% | 1635.6763
VP8959NA3 | rPDU, Switched Unit Level Monitoring EC, 20A, 208V, 3.3kW, Vertical, (21) Locking IEC C13, (3) Locking IEC C19, 10ft power cord with L6-20P, Black Powder Coat. | 1639 | 15% | 1403.5986
VP8965 | rPDU, Switched Unit Level Monitoring EC, 30A, 120/208V WYE, 8.6kW, Vertical, (18) Locking IEC C13, (6) Locking IEC C19, 10ft / 3m power cord with L21-30P, Black Powder Coat. | 1850 | 15% | 1584.2938
VP9562 | rPDU, Basic Standard, 15A, 120V, 1.4kW, Horizontal, (10) NEMA 5-15R, 10 ft power cord with 5-15P, Black Powder Coat. | 143 | 15% | 122.4616
VP9563 | rPDU, Basic Standard, 20A, 120V, 1.9kW, Horizontal, (10) NEMA 5-20R, 10ft power cord with 5-20P, Black Powder Coat. | 241 | 15% | 206.3864
VP9567 | rPDU, Basic Standard, 15A, 120V, 1.4kW, Vertical, (14) NEMA 5-15R, 10ft power cord with 5-15P, Black Powder Coat. | 212 | 15% | 181.5515
VP9571A | rPDU, Basic Standard, 30A, 208V, 4.9kW, Horizontal, (12) IEC C13, 10 ft power cord with L6-30P, Black Powder Coat. | 424 | 15% | 363.103
VR3100 | Vertiv™ VR Rack - 42U with Doors/ Sides & Casters | 2560 | 15% | 2192.32
VR3100-031 | VR Cable Trough Hammer Head for infrastructure rack | 2200 | 15% | 1884.025
VR3100SP | Vertiv™ VR Rack - 42U with Shock Packaging Cust Pays Frt | 4400 | 15% | 3768.05
VR3100TAA | Vertiv™ VR Rack - 42U TAA Compliant Cust Pays Frt | 5180 | 15% | 4436.0225
VR3105 | Vertiv™ VR Rack - 45U with Doors/ Sides & Casters | 2940 | 15% | 2517.7425
VR3107 | Vertiv™ VR Rack - 48U with Doors/ Sides & Casters | 2880 | 15% | 2466.36
VR3107SP | Vertiv VR Rack 42U w Doors/Sides & Casters with Shock Packaging Cust Pays Frt | 4860 | 15% | 4161.9825
VR3107TAA | Vertiv VR Rack 42U w Doors/Sides & Casters TAA Compliant Cust Pays Frt | 5540 | 15% | 4744.3175
VR3150 | Vertiv™ VR Rack - 42U with Doors/ Sides & Casters | 3000 | 15% | 2569.125
VR3150SP | Vertiv™ VR Rack - 42U with Shock Packaging Cust Pays Frt | 4520 | 15% | 3870.815
VR3150TAA | Vertiv™ VR Rack - 42U TAA Compliant Cust Pays Frt | 7220 | 15% | 6183.0275
VR3157 | Vertiv™ VR Rack - 48U with Doors/ Sides & Casters | 3300 | 15% | 2826.0375
VR3157SP | Vertiv VR Rack 42U w Doors/Sides & Casters with Shock Packaging Cust Pays Frt | 6200 | 15% | 5309.525
VR3157TAA | Vertiv VR Rack 42U w Doors/Sides & Casters TAA Compliant Cust Pays Frt | 7700 | 15% | 6594.0875
VR3300 | Vertiv™ VR Rack - 42U with Doors/ Sides & Casters | 2900 | 15% | 2483.4875
VR3300SP | Vertiv™ VR Rack - 42U with Shock Packaging Cust Pays Frt | 4700 | 15% | 4024.9625
VR3300TAA | Vertiv™ VR Rack - 42U TAA Compliant Cust Pays Frt | 5440 | 15% | 4658.68
VR3305 | Vertiv™ VR Rack - 45U with Doors/ Sides & Casters | 3260 | 15% | 2791.7825
VR3307 | Vertiv™ VR Rack - 48U with Doors/ Sides & Casters | 3300 | 15% | 2826.0375
VR3307-001 | Vertiv™ VR Rack, 48U, 2265mm (H) x 600mm (W) x 1200mm (D) | 2300 | 15% | 1969.6625
VR3307-007 | Vertiv™ VR Rack, 48U, 2265mm (H) x 600mm (W) x 1200mm (D) | 2800 | 15% | 2397.85
VR3307SP | Vertiv VR Rack 42U w Doors/Sides & Casters with Shock Packaging Cust Pays Frt | 5160 | 15% | 4418.895
VR3307TAA | Vertiv VR Rack 42U w Doors/Sides & Casters TAA Compliant Cust Pays Frt | 5840 | 15% | 5001.23
VR3309 | Vertiv™ VR Rack, 52U, 2464mm (H) x 600mm (W) x 1200mm (D) | 3800 | 15% | 3254.225
VR3309-001 | Vertiv™ VR Rack, 52U, 2464mm (H) x 600mm (W) x 1200mm (D) | 2800 | 15% | 2397.85
VR3309-007 | Vertiv™ VR Rack, 52U, 2464mm (H) x 600mm (W) x 1200mm (D) | 3300 | 15% | 2826.0375
VR3350 | Vertiv™ VR Rack - 42U with Doors/ Sides & Casters | 3600 | 15% | 3082.95
VR3350SP | Vertiv VR Rack 42U w Doors/Sides & Casters with Shock Packaging Cust Pays Frt | 4860 | 15% | 4161.9825
VR3350TAA | Vertiv VR Rack 42U w Doors/Sides & Casters TAA Compliant Cust Pays Frt | 7500 | 15% | 6422.8125
VR3357 | Vertiv™ VR Rack - 48U with Doors/ Sides & Casters | 4000 | 15% | 3425.5
VR3357-001 | Vertiv™ VR Rack, 48U, 2265mm (H) x 800mm (W) x 1200mm (D) | 3000 | 15% | 2569.125
VR3357-007 | Vertiv™ VR Rack, 48U, 2265mm (H) x 800mm (W) x 1200mm (D) | 3500 | 15% | 2997.3125
VR3357SP | Vertiv VR Rack 42U w Doors/Sides & Casters with Shock Packaging Cust Pays Frt | 6540 | 15% | 5600.6925
VR3357TAA | Vertiv VR Rack 42U w Doors/Sides & Casters TAA Compliant Cust Pays Frt | 8000 | 15% | 6851
VR3359 | Vertiv™ VR Rack, 52U, 2464mm (H) x 800mm (W) x 1200mm (D) | 4220 | 15% | 3613.9025
VR3359-001 | Vertiv™ VR Rack, 52U, 2464mm (H) x 800mm (W) x 1200mm (D) | 3200 | 15% | 2740.4
VR3359-007 | Vertiv™ VR Rack, 52U, 2464mm (H) x 800mm (W) x 1200mm (D) | 3800 | 15% | 3254.225
VRA1000 | 1U Horiz Cable Mgr w/D Rings | 80 | 15% | 68.51
VRA1001 | 2U Horiz Cable Mgr w/D Rings | 90 | 15% | 77.0738
VRA1002 | 1Ux4" Horiz Cable Mgr w/Cover | 120 | 15% | 102.765
VRA1003 | 2Ux4" Horiz Cable Mgr w/Cover | 150 | 15% | 128.4563
VRA1004 | Toolless Cable Mgr | 149 | 15% | 127.5999
VRA1005 | Tool Less Cable Management - Velcro Strap (Qty. 10) | 64 | 15% | 54.808
VRA1006 | Toolless Cable Mgr | 544 | 15% | 465.868
VRA1007 | Toolless Velcro Strap (Qty 100) | 544 | 15% | 465.868
VRA1008 | Toolless D Rings Small (Qty 10) | 80 | 15% | 68.51
VRA1009 | Toolless D Rings Small (Qty 100) | 544 | 15% | 465.868
VRA1010 | Toolless D-Rings Large (Qty 10) | 149 | 15% | 127.5999
VRA1011 | Toolless D-Rings Large (Qty 100) | 941 | 15% | 805.8489
VRA1013 | Horiz Cbl SideChannel | 90 | 15% | 77.0738
VRA1014 | Vert Cable Manager 600W 42U | 200 | 15% | 171.275
VRA1015 | Vert Cable Manager 600W 48U | 220 | 15% | 188.4025
VRA1016 | Vert Cable Manager 800W 42U | 370 | 15% | 316.8588
VRA1017 | Vert Cable Mgr 800W 48U | 410 | 15% | 351.1138
VRA1018 | Hinged Cover 800W 42U | 110 | 15% | 94.2013
VRA1020 | Hinged Cover 800W 48U | 140 | 15% | 119.8925
VRA1021 | Vert Cable Org, 8 Cable Rings | 180 | 15% | 154.1475
VRA1022 | 2Ux6" Horiz Cable Mgr w/cover | 140 | 15% | 119.8925
VRA1023 | 1U x 6" Horiz Cable Mgr w/cover | 120 | 15% | 102.765
VRA1024 | Horiz Cable Side Channel | 120 | 15% | 102.765
VRA2000 | 1U 19" Black Plastic Tool Less Airflow Blanking Panel (Qty. 10) | 110 | 15% | 94.2013
VRA2001 | 1U 19" Black Plastic Tool Less Airflow Blanking Panel (Qty. 200) | 1970 | 15% | 1687.0588
VRA2002 | 19" Blanking Panel Kit 1,2,4,8U | 140 | 15% | 119.8925
VRA2003 | 19" Blanking Panels 1U | 40 | 15% | 34.255
VRA2004 | Air Recirculation Prevention Kit | 90 | 15% | 77.0738
VRA2005 | 19" Rail Brush Strips for 800W | 650 | 15% | 556.6438
VRA2006 | Cable Pass Through Brush Kit | 150 | 15% | 128.4563
VRA3000 | 1U Depth Adj Fixed Shelf 250lbs | 220 | 15% | 188.4025
VRA3001 | 2U 19" Fixed Shelf 50lbs | 130 | 15% | 111.3288
VRA3002 | 1U Depth Adj Sliding Shelf 100lbs | 720 | 15% | 616.59
VRA3003 | 1U Depth Adjustable | 1170 | 15% | 1001.9588
VRA3004 | 1U Depth Adjustable | 80 | 15% | 68.51
VRA4000 | VR Bolt Down Brackets | 80 | 15% | 68.51
VRA4001 | VR Anti Tip Plate 600W/800W | 160 | 15% | 137.02
VRA5000 | M6 Cage Nuts, Screws Qty 50 | 50 | 15% | 42.8188
VRA5001 | 10-32 Cage Nuts Qty 50 | 45 | 15% | 38.5369
VRA5002 | VR Baying Kit | 20 | 15% | 17.1275
VRA5003 | VR Baying Gasket Kit | 120 | 15% | 102.765
VRA5004 | Zero U Acc. Mounting Bracket | 80 | 15% | 68.51
VRA6001 | VR 42Ux600 Single Perf Door Blk | 540 | 15% | 462.4425
VRA6002 | VR 42Ux800 Single Perf Door Blk | 610 | 15% | 522.3888
VRA6003 | VR 48Ux600 Single Perf Door Blk | 590 | 15% | 505.2613
VRA6004 | VR 48Ux800 Single Perf Door Blk | 670 | 15% | 573.7713
VRA6005 | VR 42Ux600 Split Perf Doors Blk | 580 | 15% | 496.6975
VRA6006 | VR 42Ux800 Split Perf Doors Blk | 680 | 15% | 582.335
VRA6007 | VR 48Ux600 Split Perf Doors Blk | 620 | 15% | 530.9525
VRA6008 | VR 48Ux800 Split Perf Doors Blk | 730 | 15% | 625.1538
VRA6009 | VR 42Ux1100 Split Side Panels | 410 | 15% | 351.1138
VRA6010 | VR 42Ux1200 Split Side Panels | 450 | 15% | 385.3688
VRA6011 | VR 48Ux1100 Split Side Panels | 460 | 15% | 393.9325
VRA6012 | VR 48Ux1200 Split Side Panels | 500 | 15% | 428.1875
VRA6013 | VR 42Ux600 19" Rails | 210 | 15% | 179.8388
VRA6014 | VR 42Ux800 19" Rails | 370 | 15% | 316.8588
VRA6015 | VR 48Ux600 19" Rails | 230 | 15% | 196.9663
VRA6016 | VR 48Ux800 19" Rails | 410 | 15% | 351.1138
VRA6017 | VR 600x1100 Top Panel | 260 | 15% | 222.6575
VRA6018 | VR 800x1100 Top Panel | 290 | 15% | 248.3488
VRA6019 | VR 600x1200 Top Panel | 280 | 15% | 239.785
VRA6020 | VR 800x1200 Top Panel | 320 | 15% | 274.04
VRA6021 | VR Top Panel Grommets | 50 | 15% | 42.8188
VRA6022 | VR Door Handle | 50 | 15% | 42.8188
VRA6023 | VR Combination Lock Handle | 200 | 15% | 171.275
VRA6024 | VR Caster Kit | 140 | 15% | 119.8925
VRA6025 | VR 42U 4" PDU/Cable Mgt Brackets | 170 | 15% | 145.5838
VRA6026 | VR 48U 4" PDU/Cbl Mgt Bracket | 190 | 15% | 162.7113
VRA8501 | VR Cable Trough, Cable Alignment Kit (Set of 2) | 40 | 15% | 34.255
VRA8502 | VR Cable Trough, Connector Kit (Set of 2) | 40 | 15% | 34.255
VRA8503 | VR Cable Trough, Cable Separation Kit (Set of 12) | 160 | 15% | 137.02
VRA8504 | VR Cable Trough Grounding Wire, 750mm (Set of 10) | 160 | 15% | 137.02
VRA8505 | VR Cable Trough, 300mm Height Extension | 160 | 15% | 137.02
VRA8506 | VR Cable Trough, 600mm Height Extension | 160 | 15% | 137.02
VRA8561 | VR Cable Trough, 600mm | 246 | 15% | 210.6683
VRA8567 | VR Cable Trough, End Caps (Set of 2) | 80 | 15% | 68.51
VRA8571 | VR Cable Trough, 800mm | 280 | 15% | 239.785
VRA8573 | VR Cable Trough Cover, 300mm | 120 | 15% | 102.765
VRA8574 | VR Cable Trough Cover, 600mm | 152 | 15% | 130.169
VRA8575 | VR Cable Trough Cover, 800mm | 160 | 15% | 137.02
VRA8581 | VR Cable Trough, 300mm | 216 | 15% | 184.977
VRC100KIT | Vertiv VRC Self-Contained 3.5kW Rack based unit 120/1/60, UL | 7115 | 15% | 6093.1081
VRC100YI | 1Yr Service w/ (1) PM inspect 24x7 scheduling parts & labor | 1942.5 | 15% | 1663.5084
VRC100YO | 1Yr Service w/ (1) PM inspect 8x5 scheduling parts only | 1626.25 | 15% | 1392.6798
VRC100YR | 1Yr Service w/ (1) PM inspect 24x7 scheduling | 1565 | 15% | 1340.2269
VRC100YT | 1Yr Service w/ (1) PM inspect 8x5 scheduling | 1247.5 | 15% | 1068.3278
VRC100YU | 1Yr Service w Unit exchange Including replacement labor | 1205 | 15% | 1031.9319
VRC100YV | 1Yr Service w Unit exchange parts only | 1000 | 15% | 856.375
VRC101KIT | Vertiv VRC Self-Contained 3.5kW Rack Based unit 208-230/1/60, UL | 7115 | 15% | 6093.1081
VRC200KIT | Vertiv VRC 3.5kW Split version, Rack Mounted Indoor unit, 120/1/60, UL, to be coupled with VRC350KIT or VRC300KIT outdoor condensing unit | 3581 | 15% | 3066.6789
VRC200YI | 1Yr Service w/ (1) PM inspect 24x7 scheduling parts & labor | 2530 | 15% | 2166.6288
VRC200YO | 1Yr Service w/ (1) PM inspect 8x5 scheduling parts only | 2190 | 15% | 1875.4613
VRC200YR | 1Yr Service w/ (1) PM inspect 24x7 scheduling | 2087 | 15% | 1787.2546
VRC200YT | 1Yr Service w/ (1) PM inspect 8x5 scheduling | 1663.75 | 15% | 1424.7939
VRC201KIT | Vertiv VRC 3.5kW Split Version, Rack Mounted Indoor unit, 208/1/60, UL, to be coupled with VRC351KIT or VRC301KIT outdoor condensing unit | 3581 | 15% | 3066.6789
VRC350KIT | Vertiv VRC Outdoor Condensing unit for the VRC200KIT evaporator, 208/1/60, UL | 4014 | 15% | 3437.4893
VRC351KIT | Vertiv VRC Outdoor Condensing unit for the VRC201KIT evaporator, 208/1/60, UL | 4014 | 15% | 3437.4893
VRCS3300-120V | Vertiv VRC-S, enclosed rack integrated with 3.5kW of cooling, rPDU, and Monitoring | 18000 | 15% | 15414.75
VRCS3300-208V | Vertiv VRC-S, enclosed rack integrated with 3.5kW of cooling, rPDU, and Monitoring | 18000 | 15% | 15414.75
VRCS3307-120V | Vertiv VRC-S, enclosed rack integrated with 3.5kW of cooling, rPDU, and Monitoring | 18000 | 15% | 15414.75
VRCS3307-208V | Vertiv VRC-S, enclosed rack integrated with 3.5kW of cooling, rPDU, and Monitoring | 18000 | 15% | 15414.75
VRCS3350-120V | Vertiv VRC-S, enclosed rack integrated with 3.5kW of cooling, rPDU, and Monitoring | 18000 | 15% | 15414.75
VRCS3350-208V | Vertiv VRC-S, enclosed rack integrated with 3.5kW of cooling, rPDU, and Monitoring | 18000 | 15% | 15414.75
VRCS3357-120V | Vertiv VRC-S, enclosed rack integrated with 3.5kW of cooling, rPDU, and Monitoring | 19000 | 15% | 16271.125
VRCS3357-208V | Vertiv VRC-S, enclosed rack integrated with 3.5kW of cooling, rPDU, and Monitoring | 19000 | 15% | 16271.125
WATCHDOG 100 | Environmental Monitor, with temperature, humidity and dew-point sensors, one relay contact, capacity to add 8 external sensors (4 RJ12 and 4 Dry Contact/ 0-5V), US power supply | 328.9 | 15% | 281.6617
WATCHDOG 100-NPS | Environmental Monitor, with temperature, humidity and dew-point sensors, one relay contact, capacity to add 8 external sensors (4 RJ12 and 4 Dry Contact/ 0-5V), NO power supply | 323.4 | 15% | 276.9517
WATCHDOG 100-P | Environmental Monitor, with temperature, humidity and dew-point sensors, one relay contact, capacity to add 8 external sensors (4 RJ12 and 4 Dry Contact/ 0-5V), built-in PoE, US power supply | 361.9 | 15% | 309.9221
WATCHDOG 100-P NPS | Environmental Monitor, with temperature, humidity and dew-point sensors, one relay contact, capacity to add 8 external sensors (4 RJ12 and 4 Dry Contact/ 0-5V), built-in PoE, NO power supply | 356.4 | 15% | 305.2121
WATCHDOG 100-P UK | Environmental Monitor, with temperature, humidity and dew-point sensors, one relay contact, capacity to add 8 external sensors (4 RJ12 and 4 Dry Contact/ 0-5V), built-in PoE, British power supply | 363 | 15% | 310.8641
WATCHDOG 100-P UN | Environmental Monitor, with temperature, humidity and dew-point sensors, one relay contact, capacity to add 8 external sensors (4 RJ12 and 4 Dry Contact/ 0-5V), built-in PoE, Universal power supply | 364.1 | 15% | 311.8061
WATCHDOG 100-UK | Environmental Monitor, with temperature, humidity and dew-point sensors, one relay contact, capacity to add 8 external sensors (4 RJ12 and 4 Dry Contact/ 0-5V), British power supply | 330 | 15% | 282.6037
WATCHDOG 100-UN | Environmental Monitor, with temperature, humidity and dew-point sensors, one relay contact, capacity to add 8 external sensors (4 RJ12 and 4 Dry Contact/ 0-5V), Universal power supply | 331.1 | 15% | 283.5458
WATCHDOG 15 | Environmental Monitor, on-board temperature, humidity and dew-point sensors, capacity to add 4 additional external sensors, US power supply | 223.3 | 15% | 191.2285
WATCHDOG 15-NPS | Environmental Monitor, on-board temperature, humidity and dew-point sensors, capacity to add 4 additional external sensors, NO power supply | 217.8 | 15% | 186.5185
WATCHDOG 15-P | Environmental Monitor, on-board temperature, humidity and dew-point sensors, capacity to add 4 additional external sensors, built-in PoE, US power supply | 257.4 | 15% | 220.4309
WATCHDOG 15-P NPS | Environmental Monitor, on-board temperature, humidity and dew-point sensors, capacity to add 4 additional external sensors, built-in PoE, NO power supply | 250.8 | 15% | 214.7789
WATCHDOG 15-P UK | Environmental Monitor, on-board temperature, humidity and dew-point sensors, capacity to add 4 additional external sensors, built-in PoE, British power supply | 258.5 | 15% | 221.3729
WATCHDOG 15-P UN | Environmental Monitor, on-board temperature, humidity and dew-point sensors, capacity to add 4 additional external sensors, built-in PoE, Universal power supply | 259.6 | 15% | 222.315
WATCHDOG 15-UK | Environmental Monitor, on-board temperature, humidity and dew-point sensors, capacity to add 4 additional external sensors, British power supply | 224.4 | 15% | 192.1706
WATCHDOG 15-UN | Environmental Monitor, on-board temperature, humidity and dew-point sensors, capacity to add 4 additional external sensors, Universal power supply | 225.5 | 15% | 193.1126
WI-3HR | Warranty Inspect with equip warranty coverage 2 yrs parts only | 1510 | 15% | 1293.1263
WI-3HR4 | Warranty Inspect with equip labor warranty coverage 2 yrs | 1510 | 15% | 1293.1263
WI-3HR6 | Warranty Inspect with equip labor warranty coverage 2 yrs | 1 | 15% | 0.85637
WI-4HR | Warranty Inspect with equip warranty coverage 2 yrs parts only | 2013.75 | 15% | 1724.5252
WI-4HR4 | Warranty Inspect with equip labor warranty coverage 2 yrs | 2013.75 | 15% | 1724.5252
WI-4HR6 | Warranty Inspect with equip labor warranty coverage 2 yrs | 1 | 15% | 0.85637
WMBKT2U | Wall Mount Bracket, holds (1) GXT 2U UPS or GXT External Battery Cabinet | 234 | 15% | 200.3918
WMBKT2U-SS | Stainless Steel Wall Mount Bracket, holds (1) GXT 2U UPS or GXT External Battery Cabinet | 256 | 15% | 219.232
WSCK-10 | Leak detection kit. Includes Control Box, 10ft / 3m detection cable, 50ft / 15.2m connection wire, 15ft / 4.5m leader cable, and 5VDC wall transformer. | 953.7 | 15% | 816.7248
WSCK-120 | Leak detection kit. Includes Control Box, 120ft / 36.5m detection cable, 50ft / 15.2m connection wire, 15ft / 4.5m leader cable, and 5VDC wall transformer. | 2445.3 | 15% | 2094.0938
WSCK-300 | Leak detection kit. Includes Control Box, 300ft / 91.4m detection cable, 50ft / 15.2m connection wire, 15ft / 4.5m leader cable, and 5VDC wall transformer. | 4811.4 | 15% | 4120.3627
WSCK-40 | Leak detection kit. Includes Control Box, 40ft / 12.1m detection cable, 50ft / 15.2m connection wire, 15ft / 4.5m leader cable, and 5VDC wall transformer. | 1276 | 15% | 1092.7345
WSCK-60 | Leak detection kit. Includes Control Box, 60ft / 18.2m detection cable, 50ft / 15.2m connection wire, 15ft / 4.5m leader cable, and 5VDC wall transformer. | 1653.3 | 15% | 1415.8448
XB-7 | Extension rPDU Bracket Kit (PAIR) | 33 | 15% | 28.2604