## Pricing
Vertiv
Manufacturer Part Number | Product Description | MSRP | DIR Discount % | DIR Customer Price
6997 | C19 - IEC Plug Shield | 9 | 30% | 6.3472
6998 | IEC Plug Shield Removal Tool | 13 | 30% | 9.1683
7899 | 39in Vertical rPDU Bracket | 15 | 30% | 10.5788
7900 | 66in Vertical rPDU Bracket | 20 | 30% | 14.105
7940 | 48in Vertical rPDU Bracket | 17 | 30% | 11.9893
8204 | Power Supply 6V DC | 19.8 | 30% | 13.964
8219 | Power Supply 6VDC - British | 17.6 | 30% | 12.4124
8746 | Power Supply International 6V DC | 28.6 | 30% | 20.1701
8917 | 72in Vertical rPDU Bracket | 39 | 30% | 27.5047
11029 | rPDU, Basic Standard, 20A, 208V, 3.3kW, Horizontal/Vertical, (4) IEC C13, (4) IEC C19, 10ft power cord with L6-20P, Black Powder Coat. | 233 | 30% | 164.3233
11031 | rPDU, Basic Standard, 20A, 120V, 1.9kW, Vertical, (14) NEMA 5-20R, 10ft power cord with L5-20P, Black Powder Coat. | 231 | 30% | 162.9127
11038 | rPDU, Basic Standard, 20A, 120/208V WYE, 5.7kW, Vertical, (24) IEC C13, 10ft power cord with L21-20P, Black Powder Coat. | 449 | 30% | 316.6572
11053 | rPDU, Basic Standard, 30A, 208V, 4.9kW, Vertical, (24) IEC C13, (6) IEC C19, 10ft power cord with L6-30P, Black Powder Coat. | 722 | 30% | 509.1905
11055 | rPDU, Basic Surge, 20A, 120V, 1.9kW, Horizontal/Vertical, (8) NEMA 5-20R, 10ft power cord with L5-20P, Black Powder Coat. | 203 | 30% | 143.1658
11060 | rPDU, Basic Standard, 20A, 208V, 3.3kW, Horizontal, (6) NEMA L6-20R, 10ft power cord with L6-20P, Black Powder Coat. | 574 | 30% | 404.8135
11080 | rPDU, Basic Surge, 20A, 120V, 1.9kW, Vertical, (14) NEMA 5-20R, 10ft power cord with 5-20P, Black Powder Coat. | 237 | 30% | 167.1442
11091 | rPDU, Basic Standard, 20A, 120/208V WYE, 5.7kW, Vertical, (24) NEMA 6-20R, 10ft power cord with L21-20P, Black Powder Coat. | 780 | 30% | 550.095
11092 | rPDU, Basic Standard, 20A, 120/208V WYE, 5.7kW, Vertical, (24) NEMA 5-20R, 10ft power cord with L21-20P, Black Powder Coat. | 619 | 30% | 436.5497
11106 | rPDU, Basic Standard, 20A, 208V, 3.3kW, Horizontal, (12) NEMA 6-20R, 10ft power cord with L6-20P, Black Powder Coat. | 419 | 30% | 295.4997
11108 | rPDU, Metered Standard, 20A, 208V, 3.3kW, Horizontal, (12) NEMA 6-20R, 10ft power cord with L6-20P, Black Powder Coat. | 596 | 30% | 420.329
11118 | rPDU, Metered Surge, 20A, 120V, 1.9kW, Vertical, (20) NEMA 5-20R, 10ft power cord with 5-20P, Black Powder Coat. | 462 | 30% | 325.8255
11156 | rPDU, Basic Standard, 15A, 120V, 1.4kW, Vertical, (12) NEMA 5-15R, 10ft power cord with 5-15P, Black Powder Coat. | 136 | 30% | 95.914
11158 | rPDU, Basic Standard, 20A, 120V, 1.9kW, Vertical, (12) NEMA 5-20R, 10ft power cord with 5-20P, Black Powder Coat. | 146 | 30% | 102.9665
11167 | rPDU, Basic Standard, 20A, 120V, 1.9kW, Horizontal, (6) NEMA L5-20R, 10ft power cord with L5-20P, Black Powder Coat. | 468 | 30% | 330.057
11168 | rPDU, Metered Standard, 20A, 120V, 1.9kW, Horizontal, (6) NEMA L5-20R, 10ft power cord with L5-20P, Black Powder Coat. | 655 | 30% | 461.9387
11175 | rPDU, Metered Standard, 30A, 208V, 4.9kW, Horizontal, (12) NEMA 6-20R, 10ft power cord with L6-30P, Black Powder Coat. | 816 | 30% | 575.484
11188 | rPDU, Basic Surge, 20A, 120V, 1.9kW, Vertical, (20) NEMA 5-20R, 10ft power cord with 5-20P, Black Powder Coat. | 301 | 30% | 212.2802
11205 | rPDU, Metered Standard, 20A, 208V, 3.3kW, Vertical, (20) NEMA 6-20R, 10ft power cord with L6-20P, Black Powder Coat. | 693 | 30% | 488.7382
11214 | rPDU, Basic Surge, 20A, 120V, 1.9kW, Vertical, (20) NEMA 5-20R, 10ft power cord with L5-20P, Black Powder Coat. | 315 | 30% | 222.1538
11219 | rPDU, Metered Standard, 30A, 208V, 4.9kW, Horizontal, (6) NEMA L6-20R, 10ft power cord with L6-30P, Black Powder Coat. | 998 | 30% | 703.8395
11227 | rPDU, Basic Standard, 15A, 120V, 1.4kW, Vertical, (20) NEMA 5-15R, 10ft power cord with 5-15P, Black Powder Coat. | 241 | 30% | 169.9652
11244 | rPDU, Metered Standard, 20A, 208V, 3.3kW, Horizontal, (12) NEMA 6-20R, 10ft power cord with L6-20P, Black Powder Coat. | 529 | 30% | 373.0772
11335 | rPDU, Basic Standard, 20A, 120/208V WYE, 5.7kW, Vertical, (24) NEMA 5-20R, (6) NEMA L6-20R, 10ft power cord with L21-20P, Black Powder Coat. | 747 | 30% | 526.8218
11364 | rPDU, Metered Standard, 30A, 120V, 2.8kW, Horizontal, (20) NEMA 5-20R, 10ft power cord with L5-30P, Black Powder Coat. | 707 | 30% | 498.6118
11389 | rPDU, Metered Surge, 20A, 120V, 1.9kW, Horizontal, (10) NEMA 5-20R, 10ft power cord with L5-20P, Black Powder Coat. | 457 | 30% | 322.2992
11519 | rPDU, Basic Standard, 15A, 120V, 1.4kW, Horizontal, (10) NEMA 5-15R, 10ft power cord with 5-15P, Black Powder Coat. | 121 | 30% | 85.3352
11752 | rPDU, Basic Standard, 20A, 120V, 1.9kW, Vertical, (24) NEMA 5-20R, 10ft power cord with L5-20P, Black Powder Coat. | 422 | 30% | 297.6155
11761 | rPDU, Metered Standard, 20A, 120V, 1.9kW, Horizontal, (10) NEMA 5-20R, 10ft power cord with 5-20P, Black Powder Coat. | 412 | 30% | 290.563
11762 | rPDU, Metered Standard, 20A, 208V, 3.3kW, Horizontal, (6) NEMA L6-20R, 10ft power cord with L6-20P, Black Powder Coat. | 753 | 30% | 531.0533
11777 | rPDU, Basic Standard, 20A, 120V, 1.9kW, Horizontal/Vertical, (8) NEMA 5-20R, 10ft power cord with 5-20P, Black Powder Coat. | 173 | 30% | 122.0083
11808 | rPDU, Metered Surge, 20A, 120V, 1.9kW, Horizontal, (10) NEMA 5-20R, 10ft power cord with 5-20P, Black Powder Coat. | 443 | 30% | 312.4257
11844 | rPDU, Basic Standard, 20A, 120V, 1.9kW, Horizontal, (10) NEMA 5-20R, 10ft power cord with 5-20P, Black Powder Coat. | 182 | 30% | 128.3555
11908 | rPDU, Metered Surge, 20A, 120V, 1.9kW, Horizontal, (10) NEMA 5-20R, 10ft power cord with 5-20P, Black Powder Coat. | 443 | 30% | 312.4257
11934 | rPDU, Basic Standard, 30A, 120V, 2.8kW, Horizontal, (6) NEMA L5-30R, 10ft power cord with L5-30P, Black Powder Coat. | 593 | 30% | 418.2133
11957 | rPDU, Metered Standard, 20A, 120V OR 208V, 1.9 or 3.3kW, Horizontal/Vertical, (10) IEC C13, C20, Black Powder Coat. | 427 | 30% | 301.1418
11961 | rPDU, Basic Standard, 20A, 120V, 1.9kW, Vertical, (10) NEMA 5-20R, 10ft power cord with L5-20P, Black Powder Coat. | 202 | 30% | 142.4605
11972 | rPDU, Metered Standard, 20A, 208V, 3.3kW, Horizontal, (12) NEMA 6-20R, 10ft power cord with L6-20P, Black Powder Coat. | 529 | 30% | 373.0772
11988 | rPDU, Basic Standard, 20A, 120V, 1.9kW, Vertical, (12) NEMA 5-20R, 10ft power cord with 5-20P, Black Powder Coat. | 146 | 30% | 102.9665
11995 | rPDU, Metered Standard, 30A, 208V, 4.9kW, Horizontal, (6) NEMA L6-30R, 10ft power cord with L6-30P, Black Powder Coat. | 886 | 30% | 624.8515
11996 | rPDU, Basic Surge, 20A, 120V, 1.9kW, Vertical, (14) NEMA 5-20R, 10ft power cord with L5-20P, Black Powder Coat. | 251 | 30% | 177.0178
12013 | rPDU, Metered Standard, 30A, 120V, 2.8kW, Horizontal, (20) NEMA 5-20R, 10ft power cord with L5-30P, Black Powder Coat. | 707 | 30% | 498.6118
12036 | rPDU, Metered Standard, 15A, 120V, 1.4kW, Horizontal, (10) NEMA 5-15R, 10ft power cord with 5-15P, Black Powder Coat. | 291 | 30% | 205.2278
12038 | rPDU, Metered Standard, 20A, 120V, 1.9kW, Horizontal, (10) NEMA 5-20R, 10ft power cord with 5-20P, Black Powder Coat. | 434 | 30% | 306.0785
12054 | rPDU, Basic Standard, 20A, 120V, 1.9kW, Horizontal, (6) NEMA L5-20R, 10ft power cord with 5-20P, Black Powder Coat. | 454 | 30% | 320.1835
12055 | rPDU, Metered Surge, 20A, 120V, 1.9kW, Vertical, (20) NEMA 5-20R, 10ft power cord with 5-20P, Black Powder Coat. | 462 | 30% | 325.8255
12068 | rPDU, Metered Standard, 20A, 208V, 3.3kW, Horizontal/Vertical, (4) IEC C13, (4) IEC C19, 10ft power cord with L6-20P, Black Powder Coat. | 463 | 30% | 326.5308
12072 | rPDU, Metered Standard, 15A, 120V, 1.4kW, Vertical, (20) NEMA 5-15R, 10ft power cord with 5-15P, Black Powder Coat. | 429 | 30% | 302.5522
12086 | rPDU, Metered Standard, 30A, 208V, 4.9kW, Horizontal, (16) IEC C13, 10ft power cord with L6-30P, Black Powder Coat. | 713 | 30% | 502.8433
12090 | rPDU, Basic Standard, 20A, 120V, 1.9kW, Horizontal, (6) NEMA 5-20R, 10ft power cord with 5-20P | 159 | 30% | 112.1348
12102 | rPDU, Metered Standard, 20A, 120V, 1.9kW, Horizontal, (10) NEMA 5-20R, 10ft power cord with 5-20P, Black Powder Coat. | 412 | 30% | 290.563
12114 | rPDU, Metered Standard, 20A, 120V OR 208V, 1.9 or 3.3kW, Horizontal, (16) IEC C13, C20, Black Powder Coat. | 440 | 30% | 310.31
12116 | rPDU, Metered Standard, 20A, 120V OR 208V, 1.9 or 3.3kW, Horizontal, (16) IEC C13, C20, Black Powder Coat. | 541 | 30% | 381.5403
12154 | rPDU, Metered Standard, 30A, 208V, 4.9kW, Horizontal/Vertical, (4) IEC C13, (4) IEC C19, 10ft power cord with L6-30P, Black Powder Coat. | 516 | 30% | 363.909
12193 | rPDU, Metered Standard, 20A, 208V, 3.3kW, Vertical, (24) IEC C13, 10ft power cord with L6-20P, Black Powder Coat. | 548 | 30% | 386.477
12197 | rPDU, Metered Standard, 30A, 208V, 4.9kW, Horizontal/Vertical, (10) IEC C13, 10ft power cord with L6-30P, Black Powder Coat. | 599 | 30% | 422.4447
12300 | rPDU, Metered Standard, 20A, 120V, 1.9kW, Vertical, (20) NEMA 5-20R, 10ft power cord with 5-20P, Black Powder Coat. | 445 | 30% | 313.8363
12333 | rPDU, Metered Standard, 30A, 208V, 4.9kW, Horizontal, (20) NEMA 6-20R, 10ft power cord with L6-30P, Black Powder Coat. | 999 | 30% | 704.5448
12340 | rPDU, Metered Standard, 20A, 208V, 3.3kW, Horizontal, (16) IEC C13, 10ft power cord with L6-20P, Black Powder Coat. | 514 | 30% | 362.4985
12348 | rPDU, Basic Standard, 20A, 120V, 1.9kW, Vertical, (20) NEMA 5-20R, 10ft power cord with L5-20P, Black Powder Coat. | 276 | 30% | 194.649
12457 | rPDU, Metered Surge, 15A, 120V, 1.4kW, Horizontal, (10) NEMA 5-15R, 10ft power cord with 5-15P, Black Powder Coat. | 297 | 30% | 209.4592
12566 | rPDU, Metered Surge, 15A, 120V, 1.4kW, Horizontal, (10) NEMA 5-15R, 10ft power cord with 5-15P, Black Powder Coat. | 316 | 30% | 222.859
12568 | rPDU, Metered Surge, 20A, 120V, 1.9kW, Horizontal, (10) NEMA 5-20R, 10ft power cord with 5-20P, Black Powder Coat. | 456 | 30% | 321.594
12569 | rPDU, Basic Standard, 15A, 120V, 1.4kW, Horizontal, (6) NEMA 5-15R, 10ft power cord with 5-15P, Black Powder Coat. | 96 | 30% | 67.704
12570 | rPDU, Basic Standard, 15A, 120V, 1.4kW, Horizontal, (12) NEMA 5-15R, 10ft power cord with 5-15P, Black Powder Coat. | 132 | 30% | 93.093
12571 | rPDU, Basic Standard, 20A, 120V, 1.9kW, Horizontal, (12) NEMA 5-20R, 10ft power cord with 5-20P, Black Powder Coat. | 200 | 30% | 141.05
12572 | rPDU, Metered Standard, 20A, 120V, 1.9kW, Horizontal, (6) NEMA L5-20R, 10ft power cord with 5-20P, Black Powder Coat. | 641 | 30% | 452.0652
12577 | rPDU, Metered Standard, 30A, 120V, 2.8kW, Horizontal, (6) NEMA L5-20R, 10ft power cord with L5-30P, Black Powder Coat. | 769 | 30% | 542.3373
12578 | rPDU, Metered Standard, 30A, 120V, 2.8kW, Horizontal, (6) NEMA L5-30R, 10ft power cord with L5-30P, Black Powder Coat. | 766 | 30% | 540.2215
12579 | rPDU, Metered Standard, 15A, 120V, 1.4kW, Vertical, (20) NEMA 5-15R, 10ft power cord with 5-15P, Black Powder Coat. | 429 | 30% | 302.5522
12580 | rPDU, Metered Surge, 15A, 120V, 1.4kW, Vertical, (20) NEMA 5-15R, 10ft power cord with 5-15P, Black Powder Coat. | 453 | 30% | 319.4783
12600 | rPDU, Basic Standard, 20A, 120/208V WYE, 5.7kW, Vertical, (24) IEC C13, (6) IEC C19, 10ft power cord with L21-20P, Black Powder Coat. | 623 | 30% | 439.3707
12610 | rPDU, Basic Standard, 30A, 120/208V WYE, 8.6kW, Vertical, (24) IEC C13, (6) IEC C19, 10ft power cord with L21-30P, Black Powder Coat. | 1016 | 30% | 716.534
12644 | rPDU, Metered Standard, 20A, 120V, 1.9kW, Horizontal, (10) NEMA 5-20R, 10ft power cord with L5-20P, Black Powder Coat. | 426 | 30% | 300.4365
12655 | rPDU, Basic Standard, 30A, 208V DELTA, 8.6kW, Vertical, (12) NEMA L6-20R, 10ft power cord with L15-30P, Black Powder Coat. | 1395 | 30% | 983.8237
12656 | rPDU, Basic Standard, 30A, 208V DELTA, 8.6kW, Vertical, (24) NEMA 6-20R, 10ft power cord with L15-30P, Black Powder Coat. | 1276 | 30% | 899.899
12659 | rPDU, Basic Standard, 30A, 208V DELTA, 8.6kW, Vertical, (24) IEC C13, (6) IEC C19, 10ft power cord with L15-30P, Black Powder Coat. | 1008 | 30% | 710.892
12712 | rPDU, Metered Standard, 30A, 208V, 4.9kW, Horizontal/Vertical, (8) IEC C13, 10ft power cord with L6-30P, Black Powder Coat. | 572 | 30% | 403.403
12792 | rPDU, Metered Standard, 15A, 120V, 1.4kW, Vertical, (20) NEMA 5-15R, 10ft power cord with 5-15P, Black Powder Coat. | 429 | 30% | 302.5522
12812 | rPDU, Basic Standard, 20A, 120V, 1.9kW, Horizontal, (12) NEMA 5-20R, 10ft power cord with L5-20P, Black Powder Coat. | 214 | 30% | 150.9235
12815 | rPDU, Basic Standard, 15A, 120V, 1.4kW, Horizontal/Vertical, (8) NEMA 5-15R, 10ft power cord with 5-15P, Black Powder Coat. | 155 | 30% | 109.3138
12816 | rPDU, Basic Standard, 30A, 120V, 2.8kW, Horizontal, (6) NEMA L5-20R, 10ft power cord with L5-30P, Black Powder Coat. | 591 | 30% | 416.8028
12851 | rPDU, Basic Surge, 20A, 120V, 1.9kW, Horizontal/Vertical, (8) NEMA 5-20R, 10ft power cord with L5-20P, Black Powder Coat. | 203 | 30% | 143.1658
12930 | rPDU, Basic Surge, 20A, 120V, 1.9kW, Vertical, (14) NEMA 5-20R, 10ft power cord with L5-20P, Black Powder Coat. | 251 | 30% | 177.0178
12949 | rPDU, Metered Standard, 20A, 208V, 3.3kW, Horizontal/Vertical, (8) IEC C13, 10ft power cord with L6-20P, Black Powder Coat. | 464 | 30% | 327.236
12970 | rPDU, Basic Surge, 15A, 120V, 1.4kW, Vertical, (20) NEMA 5-15R, 10ft power cord with 5-15P, Black Powder Coat. | 276 | 30% | 194.649
13135 | rPDU, Metered Surge, 20A, 120V, 1.9kW, Vertical, (20) NEMA 5-20R, 10ft power cord with 5-20P, Black Powder Coat. | 462 | 30% | 325.8255
13192 | rPDU, Metered Standard, 20A, 208V, 3.3kW, Horizontal/Vertical, (10) IEC C13, 10ft power cord with L6-20P, Black Powder Coat. | 470 | 30% | 331.4675
13203 | rPDU, Basic Surge, 20A, 120V, 1.9kW, Vertical, (8) NEMA 5-20R, 10ft power cord with 5-20P, Black Powder Coat. | 192 | 30% | 135.408
13212 | rPDU, Metered Standard, 20A, 120V, 1.9kW, Horizontal, (6) NEMA L5-20R, 10ft power cord with L5-20P, Black Powder Coat. | 655 | 30% | 461.9387
13213 | rPDU, Metered Standard, 30A, 120V, 2.8kW, Horizontal, (6) NEMA L5-20R, 10ft power cord with L5-30P, Black Powder Coat. | 769 | 30% | 542.3373
13250 | rPDU, Basic Standard, 20A, 120V, 1.9kW, Vertical, (14) NEMA 5-20R, 10ft power cord with 5-20P, Black Powder Coat. | 216 | 30% | 152.334
13298 | rPDU, Basic Standard, 20A, 120V, 1.9kW, Vertical, (8) NEMA 5-20R, 10ft power cord with 5-20P, Black Powder Coat. | 171 | 30% | 120.5977
13317 | rPDU, Metered Standard, 20A, 120V, 1.9kW, Horizontal, (10) NEMA 5-20R, 10ft power cord with L5-20P, Black Powder Coat. | 448 | 30% | 315.952
13343 | rPDU, Metered Standard, 20A, 120V, 1.9kW, Horizontal, (10) NEMA 5-20R, 10ft power cord with L5-20P, Black Powder Coat. | 448 | 30% | 315.952
13357 | rPDU, Basic Surge, 15A, 120V, 1.4kW, Vertical, (10) NEMA 5-15R, 10ft power cord with 5-15P, Black Powder Coat. | 193 | 30% | 136.1132
13365 | rPDU, Basic Surge, 20A, 120V, 1.9kW, Vertical, (20) NEMA 5-20R, 10ft power cord with 5-20P, Black Powder Coat. | 301 | 30% | 212.2802
13435 | rPDU, Basic Standard, 30A, 120/208V WYE, 8.6kW, Horizontal, (18) NEMA 5-20R, 10ft power cord with L21-30P, Black Powder Coat. | 1359 | 30% | 958.4348
13439 | rPDU, Metered Standard, 30A, 208V, 4.9kW, Horizontal, (6) NEMA L6-20R, 10ft power cord with L6-30P, Black Powder Coat. | 998 | 30% | 703.8395
13463 | rPDU, Basic Standard, 15A, 120V, 1.4kW, Vertical, (8) NEMA 5-15R, 10ft power cord with 5-15P, Black Powder Coat. | 160 | 30% | 112.84
13648 | rPDU, Metered Surge, 15A, 120V, 1.4kW, Horizontal, (10) NEMA 5-15R, 10ft power cord with 5-15P, Black Powder Coat. | 316 | 30% | 222.859
13690 | rPDU, Metered Surge, 20A, 120V, 1.9kW, Vertical, (20) NEMA 5-20R, 10ft power cord with 5-20P, Black Powder Coat. | 462 | 30% | 325.8255
14068 | rPDU, Metered Standard, 30A, 208V, 4.9kW, Vertical, (12) NEMA L6-20R, 10ft power cord with L6-30P, Black Powder Coat. | 1392 | 30% | 981.708
14171 | rPDU, Metered Surge, 20A, 120V, 1.9kW, Horizontal, (10) NEMA 5-20R, 10ft power cord with L5-20P, Black Powder Coat. | 470 | 30% | 331.4675
14212 | rPDU, Metered Standard, 20A, 208V, 3.3kW, Horizontal, (12) NEMA 6-20R, 10ft power cord with L6-20P, Black Powder Coat. | 596 | 30% | 420.329
14282 | rPDU, Auto Transfer Switch Metered, 20A, 120V, 1.9kW, Horizontal, (10) NEMA 5-20R, 10ft power cords with 5-20P, Black Powder Coat. | 869 | 30% | 612.8623
14283 | rPDU, Auto Transfer Switch Metered, 30A, 120V, 2.8kW, Horizontal, (10) NEMA 5-20R, 10ft power cords with L5-30P, Black Powder Coat. | 1001 | 30% | 705.9552
14306 | rPDU, Auto Transfer Switch Standard, 20A, 120V, 1.9kW, Horizontal, (10) NEMA 5-20R, 10ft power cords with 5-20P, Black Powder Coat. | 641 | 30% | 452.0652
14307 | rPDU, Auto Transfer Switch Standard, 15A, 120V, 1.4kW, Horizontal, (10) NEMA 5-15R, 10ft power cords with 5-15P, Black Powder Coat. | 578 | 30% | 407.6345
14321 | rPDU, Auto Transfer Switch Standard, 20A, 120V, 1.9kW, Horizontal, (10) NEMA 5-20R, 10ft power cords with L5-20P, Black Powder Coat. | 670 | 30% | 472.5175
14332 | rPDU, Auto Transfer Switch Metered, 20A, 120V, 1.9kW, Horizontal, (10) NEMA 5-20R, 10ft power cords with L5-20P, Black Powder Coat. | 899 | 30% | 634.0198
14342 | rPDU, Metered Surge, 20A, 120V, 1.9kW, Vertical, (20) NEMA 5-20R, 10ft power cord with L5-20P, Black Powder Coat. | 477 | 30% | 336.4042
14423 | rPDU, Auto Transfer Switch Metered, 30A, 208V, 4.9kW, Horizontal, (8) IEC C13, (2) IEC C19, 10ft power cords with L6-30P, Black Powder Coat. | 1022 | 30% | 720.7655
14451 | rPDU, Auto Transfer Switch Metered, 20A, 208V, 3.3kW, Horizontal, (8) IEC C13, (2) IEC C19, 10ft power cords with L6-20P, Black Powder Coat. | 916 | 30% | 646.009
14468 | rPDU, Auto Transfer Switch Standard, 30A, 120V, 2.8kW, Horizontal, (10) NEMA 5-20R, 10ft power cords with L5-30P, Black Powder Coat. | 765 | 30% | 539.5163
14492 | rPDU, Auto Transfer Switch Metered, 20A, 120V, 1.9kW, Horizontal, (10) NEMA 5-20R, 10ft power cords with L5-20P, Black Powder Coat. | 899 | 30% | 634.0198
14535 | rPDU, Metered Standard, 20A, 120V, 1.9kW, Horizontal, (10) NEMA 5-20R, 10ft power cord with L5-20P, Black Powder Coat. | 448 | 30% | 315.952
14538 | rPDU, Auto Transfer Switch Standard, 20A, 208V, 3.3kW, Horizontal, (8) IEC C13, (2) IEC C19, 10ft power cords with L6-20P, Black Powder Coat. | 677 | 30% | 477.4543
14547 | rPDU, Basic Surge, 15A, 120V, 1.4kW, Vertical, (14) NEMA 5-15R, 10ft power cord with 5-15P, Black Powder Coat. | 218 | 30% | 153.7445
14560 | rPDU, Metered Standard, 30A, 208V, 4.9kW, Horizontal, (6) NEMA L6-30R, 10ft power cord with L6-30P, Black Powder Coat. | 886 | 30% | 624.8515
14587 | rPDU, Auto Transfer Switch Metered, 15A, 120V, 1.4kW, Horizontal, (10) NEMA 5-15R, 10ft power cords with 5-15P, Black Powder Coat. | 813 | 30% | 573.3682
14660 | rPDU, Basic Standard, 20A, 120V, 1.9kW, Vertical, (12) NEMA 5-20R, 10ft power cord with L5-20P, Black Powder Coat. | 160 | 30% | 112.84
14664 | rPDU, Auto Transfer Switch Metered, 20A, 120V, 1.9kW, Horizontal, (10) NEMA 5-20R, 10ft power cords with 5-20P, Black Powder Coat. | 869 | 30% | 612.8623
14678 | rPDU, Metered Standard, 20A, 120V, 1.9kW, Vertical, (20) NEMA 5-20R, 10ft power cord with L5-20P, Black Powder Coat. | 459 | 30% | 323.7097
14687 | rPDU, Auto Transfer Switch Standard, 30A, 208V, 4.9kW, Horizontal, (1) NEMA L6-30R, 10ft power cords with L6-30P, Black Powder Coat. | 781 | 30% | 550.8003
14723 | rPDU, Auto Transfer Switch Metered, 30A, 208V, 4.9kW, Horizontal, (1) NEMA L6-30R, 10ft power cords with L6-30P, Black Powder Coat. | 1020 | 30% | 719.355
14747 | rPDU, Basic Surge, 15A, 120V, 1.4kW, Vertical, (14) NEMA 5-15R, 10ft power cord with 5-15P, Black Powder Coat. | 218 | 30% | 153.7445
14771 | rPDU, Auto Transfer Switch Standard, 30A, 208V, 4.9kW, Horizontal, (8) IEC C13, (2) IEC C19, 10ft power cords with L6-30P, Black Powder Coat. | 783 | 30% | 552.2107
14785 | rPDU, Metered Standard, 20A, 208V, 3.3kW, Horizontal/Vertical, (4) IEC C13, (4) IEC C19, 10ft power cord with L6-20P, Black Powder Coat. | 463 | 30% | 326.5308
14911 | rPDU, Auto Transfer Switch Metered, 20A, 208V, 3.3kW, Horizontal, (8) IEC C13, (2) IEC C19, 10ft power cords with L6-20P, Black Powder Coat. | 916 | 30% | 646.009
15059 | rPDU, Basic Standard, 15A, 120V, 1.4kW, Vertical, (12) NEMA 5-15R, 10ft power cord with 5-15P, Black Powder Coat. | 136 | 30% | 95.914
15085 | rPDU, Metered Standard, 15A, 120V, 1.4kW, Horizontal, (10) NEMA 5-15R, 10ft power cord with 5-15P, Black Powder Coat. | 291 | 30% | 205.2278
15296 | rPDU, Auto Transfer Switch Metered, 30A, 208V, 4.9kW, Horizontal, (1) NEMA L6-30R, 10ft power cords with L6-30P, Black Powder Coat. | 1020 | 30% | 719.355
15556 | rPDU, Metered Standard, 20A, 120V, 1.9kW, Horizontal, (10) NEMA 5-20R, 10ft power cord with 5-20P, Black Powder Coat. | 434 | 30% | 306.0785
15558 | rPDU, Auto Transfer Switch Metered, 15A, 120V, 1.4kW, Horizontal, (10) NEMA 5-15R, 10ft power cords with 5-15P, Black Powder Coat. | 813 | 30% | 573.3682
15780 | rPDU, Metered Standard, 20A, 120V, 1.9kW, Vertical, (20) NEMA 5-20R, 10ft power cord with 5-20P, Black Powder Coat. | 445 | 30% | 313.8363
15830 | rPDU, Basic Standard, 15A, 120V, 1.4kW, Vertical, (20) NEMA 5-15R, 10ft power cord with 5-15P, Black Powder Coat. | 241 | 30% | 169.9652
15865 | rPDU, Metered Surge, 20A, 120V, 1.9kW, Horizontal, (10) NEMA 5-20R, 10ft power cord with 5-20P, Black Powder Coat. | 456 | 30% | 321.594
15930 | rPDU, Metered Standard, 20A, 120V, 1.9kW, Vertical, (20) NEMA 5-20R, 10ft power cord with 5-20P, Black Powder Coat. | 445 | 30% | 313.8363
15935 | rPDU, Basic Surge, 20A, 120V, 1.9kW, Vertical, (14) NEMA 5-20R, 10ft power cord with L5-20P, Black Powder Coat. | 251 | 30% | 177.0178
15937 | rPDU, Metered Standard, 15A, 120V, 1.4kW, Horizontal, (10) NEMA 5-15R, 10ft power cord with 5-15P, Black Powder Coat. | 291 | 30% | 205.2278
15942 | rPDU, Auto Transfer Switch Metered, 30A, 120V, 2.8kW, Horizontal, (10) NEMA 5-20R, 10ft power cords with L5-30P, Black Powder Coat. | 1001 | 30% | 705.9552
15943 | rPDU, Auto Transfer Switch Metered, 30A, 208V, 4.9kW, Horizontal, (8) IEC C13, (2) IEC C19, 10ft power cords with L6-30P, Black Powder Coat. | 1022 | 30% | 720.7655
16113 | rPDU, Metered Standard, 15A, 120V, 1.4kW, Horizontal, (10) NEMA 5-15R, 10ft power cord with 5-15P, Black Powder Coat. | 291 | 30% | 205.2278
16179 | rPDU, Metered Surge, 15A, 120V, 1.4kW, Vertical, (20) NEMA 5-15R, 10ft power cord with 5-15P, Black Powder Coat. | 453 | 30% | 319.4783
16247 | rPDU, Metered Standard, 20A, 120V, 1.9kW, Horizontal, (10) NEMA 5-20R, 10ft power cord with L5-20P, Black Powder Coat. | 448 | 30% | 315.952
16258 | rPDU, Basic Surge, 20A, 120V, 1.9kW, Vertical, (20) NEMA 5-20R, 10ft power cord with L5-20P, Black Powder Coat. | 315 | 30% | 222.1538
16476 | rPDU, Basic Standard, 20A, 120V, 1.9kW, Vertical, (10) NEMA 5-20R, 10ft power cord with 5-20P, Black Powder Coat. | 188 | 30% | 132.587
16519 | rPDU, Basic Surge, 15A, 120V, 1.4kW, Vertical, (8) NEMA 5-15R, 10ft power cord with 5-15P, Black Powder Coat. | 184 | 30% | 129.766
16603 | rPDU, Metered Standard, 20A, 120V, 1.9kW, Horizontal, (6) NEMA L5-20R, 10ft power cord with 5-20P, Black Powder Coat. | 641 | 30% | 452.0652
16649 | rPDU, Metered Standard, 30A, 120V, 2.8kW, Horizontal, (6) NEMA L5-30R, 10ft power cord with L5-30P, Black Powder Coat. | 766 | 30% | 540.2215
16685 | rPDU, Metered Standard, 20A, 120V, 1.9kW, Horizontal, (10) NEMA 5-20R, 10ft power cord with 5-20P, Black Powder Coat. | 434 | 30% | 306.0785
16692 | rPDU, Metered Standard, 20A, 120V, 1.9kW, Horizontal, (10) NEMA 5-20R, 10ft power cord with 5-20P, Black Powder Coat. | 434 | 30% | 306.0785
16734 | rPDU, Metered Standard, 15A, 120V, 1.4kW, Horizontal, (10) NEMA 5-15R, 10ft power cord with 5-15P, Black Powder Coat. | 247 | 30% | 174.1967
16743 | rPDU, Basic Standard, 20A, 120V, 1.9kW, Horizontal, (6) NEMA 5-20R, 10ft power cord with L5-20P | 173 | 30% | 122.0083
16809 | rPDU, Metered Standard, 15A, 120V, 1.4kW, Vertical, (20) NEMA 5-15R, 10ft power cord with 5-15P, Black Powder Coat. | 429 | 30% | 302.5522
16811 | rPDU, Metered Standard, 15A, 120V, 1.4kW, Vertical, (20) NEMA 5-15R, 10ft power cord with 5-15P, Black Powder Coat. | 429 | 30% | 302.5522
16813 | rPDU, Metered Standard, 20A, 120V, 1.9kW, Vertical, (20) NEMA 5-20R, 10ft power cord with L5-20P, Black Powder Coat. | 459 | 30% | 323.7097
16822 | rPDU, Metered Standard, 15A, 120V, 1.4kW, Vertical, (20) NEMA 5-15R, 10ft power cord with 5-15P, Black Powder Coat. | 429 | 30% | 302.5522
16824 | rPDU, Metered Standard, 15A, 120V, 1.4kW, Vertical, (20) NEMA 5-15R, 10ft power cord with 5-15P, Black Powder Coat. | 429 | 30% | 302.5522
17014 | rPDU, Metered Surge, 15A, 120V, 1.4kW, Horizontal, (10) NEMA 5-15R, 10ft power cord with 5-15P, Black Powder Coat. | 316 | 30% | 222.859
17173 | rPDU, Metered Standard, 20A, 208V, 3.3kW, Vertical, (20) NEMA 6-20R, 10ft power cord with L6-20P, Black Powder Coat. | 693 | 30% | 488.7382
17341 | rPDU, Basic Surge, 20A, 120V, 1.9kW, Vertical, (10) NEMA 5-20R, 10ft power cord with 5-20P, Black Powder Coat. | 219 | 30% | 154.4497
17362 | rPDU, Metered Surge, 15A, 120V, 1.4kW, Vertical, (20) NEMA 5-15R, 10ft power cord with 5-15P, Black Powder Coat. | 453 | 30% | 319.4783
17364 | rPDU, Metered Surge, 15A, 120V, 1.4kW, Vertical, (20) NEMA 5-15R, 10ft power cord with 5-15P, Black Powder Coat. | 453 | 30% | 319.4783
17366 | rPDU, Metered Surge, 20A, 120V, 1.9kW, Vertical, (20) NEMA 5-20R, 10ft power cord with 5-20P, Black Powder Coat. | 462 | 30% | 325.8255
17367 | rPDU, Metered Surge, 20A, 120V, 1.9kW, Vertical, (20) NEMA 5-20R, 10ft power cord with L5-20P, Black Powder Coat. | 477 | 30% | 336.4042
17368 | rPDU, Metered Surge, 20A, 120V, 1.9kW, Vertical, (20) NEMA 5-20R, 10ft power cord with 5-20P, Black Powder Coat. | 462 | 30% | 325.8255
17369 | rPDU, Metered Surge, 20A, 120V, 1.9kW, Vertical, (20) NEMA 5-20R, 10ft power cord with L5-20P, Black Powder Coat. | 477 | 30% | 336.4042
17378 | rPDU, Metered Surge, 15A, 120V, 1.4kW, Vertical, (20) NEMA 5-15R, 10ft power cord with 5-15P, Black Powder Coat. | 453 | 30% | 319.4783
17380 | rPDU, Metered Surge, 15A, 120V, 1.4kW, Vertical, (20) NEMA 5-15R, 10ft power cord with 5-15P, Black Powder Coat. | 453 | 30% | 319.4783
17382 | rPDU, Metered Surge, 20A, 120V, 1.9kW, Vertical, (20) NEMA 5-20R, 10ft power cord with 5-20P, Black Powder Coat. | 462 | 30% | 325.8255
17383 | rPDU, Metered Surge, 20A, 120V, 1.9kW, Vertical, (20) NEMA 5-20R, 10ft power cord with L5-20P, Black Powder Coat. | 477 | 30% | 336.4042
17434 | rPDU, Basic Surge, 20A, 120V, 1.9kW, Vertical, (14) NEMA 5-20R, 10ft power cord with 5-20P, Black Powder Coat. | 237 | 30% | 167.1442
17451 | rPDU, Basic Surge, 20A, 120V, 1.9kW, Vertical, (8) NEMA 5-20R, 10ft power cord with L5-20P, Black Powder Coat. | 206 | 30% | 145.2815
17464 | rPDU, Basic Surge, 15A, 120V, 1.4kW, Vertical, (8) NEMA 5-15R, 10ft power cord with 5-15P, Black Powder Coat. | 184 | 30% | 129.766
17468 | rPDU, Basic Surge, 20A, 120V, 1.9kW, Vertical, (8) NEMA 5-20R, 10ft power cord with L5-20P, Black Powder Coat. | 206 | 30% | 145.2815
17512 | rPDU, Metered Standard, 30A, 208V, 4.9kW, Vertical, (24) NEMA 6-20R, 10ft power cord with L6-30P, Black Powder Coat. | 1049 | 30% | 739.8072
17884 | rPDU, Basic Surge, 20A, 120V, 1.9kW, Vertical, (10) NEMA 5-20R, 10ft power cord with L5-20P, Black Powder Coat. | 225 | 30% | 158.6813
18414 | rPDU, Metered Surge, 20A, 120V, 1.9kW, Horizontal, (10) NEMA 5-20R, 10ft power cord with 5-20P, Black Powder Coat. | 456 | 30% | 321.594
18415 | rPDU, Metered Surge, 20A, 120V, 1.9kW, Horizontal, (10) NEMA 5-20R, 10ft power cord with L5-20P, Black Powder Coat. | 470 | 30% | 331.4675
18416 | rPDU, Basic Standard, 30A, 120V, 2.8kW, Vertical, (24) NEMA 5-20R, 10ft power cord with L5-30P, Black Powder Coat. | 542 | 30% | 382.2455
18417 | rPDU, Metered Surge, 15A, 120V, 1.4kW, Horizontal, (10) NEMA 5-15R, 10ft power cord with 5-15P, Black Powder Coat. | 316 | 30% | 222.859
18418 | rPDU, Metered Surge, 20A, 120V, 1.9kW, Horizontal, (10) NEMA 5-20R, 10ft power cord with L5-20P, Black Powder Coat. | 470 | 30% | 331.4675
23168 | rPDU, Basic Standard, 15A, 120V, 1.4kW, Vertical, (20) NEMA 5-15R, 10ft power cord with 5-15P, Black Powder Coat. | 241 | 30% | 169.9652
27819 | rPDU, Basic Surge, 15A, 120V, 1.4kW, Horizontal, (10) NEMA 5-15R, 10ft power cord with 5-15P, Black Powder Coat. | 195 | 30% | 137.5238
27843 | rPDU, Basic Standard, 15A, 120V, 1.4kW, Horizontal, (6) NEMA 5-15R, 10ft power cord with 5-15P, Black Powder Coat. | 145 | 30% | 102.2613
27846 | rPDU, Basic Standard, 15A, 120V, 1.4kW, Horizontal, (6) NEMA 5-15R, 10ft power cord with 5-15P, Black Powder Coat. | 145 | 30% | 102.2613
27849 | rPDU, Basic Standard, 15A, 120V, 1.4kW, Horizontal, (6) NEMA 5-15R, 10ft power cord with 5-15P, Black Powder Coat. | 175 | 30% | 123.4187
27853 | rPDU, Basic Standard, 20A, 120V, 1.9kW, Horizontal, (6) NEMA 5-20R, 10ft power cord with 5-20P, Black Powder Coat. | 193 | 30% | 136.1132
27854 | rPDU, Basic Standard, 20A, 120V, 1.9kW, Horizontal, (6) NEMA 5-20R, 10ft power cord with L5-20P, Black Powder Coat. | 207 | 30% | 145.9867
27858 | rPDU, Basic Standard, 15A, 120V, 1.4kW, Horizontal, (6) NEMA 5-15R, 10ft power cord with 5-15P, Black Powder Coat. | 175 | 30% | 123.4187
27859 | rPDU, Basic Standard, 20A, 120V, 1.9kW, Horizontal, (10) NEMA 5-20R, 10ft power cord with L5-20P, Black Powder Coat. | 261 | 30% | 184.0702
27887 | rPDU, Basic Surge, 20A, 120V, 1.9kW, Horizontal, (10) NEMA 5-20R, 10ft power cord with 5-20P, Black Powder Coat. | 280 | 30% | 197.47
27890 | rPDU, Basic Standard, 15A, 120V, 1.4kW, Horizontal, (10) NEMA 5-15R, 10ft power cord with 5-15P, Black Powder Coat. | 186 | 30% | 131.1765
27902 | rPDU, Basic Standard, 20A, 120V OR 208V, 1.9 or 3.3kW, Horizontal/Vertical, (10) IEC C13, C20, Black Powder Coat. | 167 | 30% | 117.7767
27917 | rPDU, Basic Standard, 20A, 120V, 1.9kW, Horizontal, (6) NEMA 5-20R, 10ft power cord with 5-20P, Black Powder Coat. | 193 | 30% | 136.1132
27928 | rPDU, Basic Standard, 20A, 120V, 1.9kW, Horizontal, (10) NEMA 5-20R, 10ft power cord with 5-20P, Black Powder Coat. | 246 | 30% | 173.4915
27930 | rPDU, Basic Standard, 20A, 120V OR 208V, 1.9 or 3.3kW, Horizontal, (16) IEC C13, C20, Black Powder Coat. | 211 | 30% | 148.8077
27959 | rPDU, Metered Standard, 20A, 120V OR 208V, 1.9 or 3.3kW, Horizontal/Vertical, (10) IEC C13, C20, Black Powder Coat. | 427 | 30% | 301.1418
27979 | rPDU, Basic Surge, 15A, 120V, 1.4kW, Vertical, (10) NEMA 5-15R, 10ft power cord with 5-15P, Black Powder Coat. | 193 | 30% | 136.1132
27980 | rPDU, Metered Standard, 30A, 208V, 4.9kW, Vertical, (24) IEC C13, 10ft power cord with L6-30P, Black Powder Coat. | 816 | 30% | 575.484
27986 | rPDU, Metered Standard, 20A, 120V OR 208V, 1.9 or 3.3kW, Horizontal, (16) IEC C13, C20, Black Powder Coat. | 440 | 30% | 310.31
27993 | rPDU, Basic Standard, 20A, 120V, 1.9kW, Horizontal, (10) NEMA 5-20R, 10ft power cord with 5-20P, Black Powder Coat. | 246 | 30% | 173.4915
28031 | rPDU, Basic Surge, 20A, 120V, 1.9kW, Vertical, (14) NEMA 5-20R, 10ft power cord with 5-20P, Black Powder Coat. | 237 | 30% | 167.1442
28042 | rPDU, Basic Standard, 20A, 120V, 1.9kW, Vertical, (8) NEMA 5-20R, 10ft power cord with 5-20P, Black Powder Coat. | 171 | 30% | 120.5977
28049 | rPDU, Basic Standard, 15A, 120V, 1.4kW, Vertical, (10) NEMA 5-15R, 10ft power cord with 5-15P, Black Powder Coat. | 168 | 30% | 118.482
28052 | rPDU, Metered Standard, 20A, 120V OR 208V, 1.9 or 3.3kW, Horizontal, (16) IEC C13, C20, Black Powder Coat. | 541 | 30% | 381.5403
28057 | rPDU, Basic Standard, 30A, 208V, 4.9kW, Vertical, (24) IEC C13, 10ft power cord with L6-30P, Black Powder Coat. | 449 | 30% | 316.6572
28063 | rPDU, Basic Surge, 20A, 120V, 1.9kW, Vertical, (10) NEMA 5-20R, 10ft power cord with 5-20P, Black Powder Coat. | 211 | 30% | 148.8077
28064 | rPDU, Basic Standard, 15A, 120V, 1.4kW, Vertical, (8) NEMA 5-15R, 10ft power cord with 5-15P, Black Powder Coat. | 160 | 30% | 112.84
28072 | rPDU, Basic Surge, 20A, 120V, 1.9kW, Vertical, (8) NEMA 5-20R, 10ft power cord with 5-20P, Black Powder Coat. | 192 | 30% | 135.408
28087 | rPDU, Basic Standard, 20A, 120V, 1.9kW, Vertical, (14) NEMA 5-20R, 10ft power cord with 5-20P, Black Powder Coat. | 216 | 30% | 152.334
28105 | rPDU, Basic Standard, 20A, 120V, 1.9kW, Vertical, (20) NEMA 5-20R, 10ft power cord with 5-20P, Black Powder Coat. | 262 | 30% | 184.7755
28127 | rPDU, Basic Standard, 20A, 120V, 1.9kW, Horizontal/Vertical, (8) NEMA 5-20R, 10ft power cord with 5-20P, Black Powder Coat. | 173 | 30% | 122.0083
28131 | rPDU, Basic Standard, 20A, 120V, 1.9kW, Vertical, (10) NEMA 5-20R, 10ft power cord with L5-20P, Black Powder Coat. | 202 | 30% | 142.4605
28141 | rPDU, Basic Standard, 20A, 120V, 1.9kW, Vertical, (8) NEMA 5-20R, 10ft power cord with L5-20P, Black Powder Coat. | 185 | 30% | 130.4712
29046 | rPDU, Basic Surge, 15A, 120V, 1.4kW, Horizontal, (10) NEMA 5-15R, 10ft power cord with 5-15P, Black Powder Coat. | 175 | 30% | 123.4187
29048 | rPDU, Metered Surge, 15A, 120V, 1.4kW, Horizontal, (10) NEMA 5-15R, 10ft power cord with 5-15P, Black Powder Coat. | 297 | 30% | 209.4592
29049 | rPDU, Basic Standard, 15A, 120V, 1.4kW, Horizontal, (12) NEMA 5-15R, 10ft power cord with 5-15P, Black Powder Coat. | 145 | 30% | 102.2613
29050 | rPDU, Basic Standard, 15A, 120V, 1.4kW, Horizontal, (12) NEMA 5-15R, 10ft power cord with 5-15P, Black Powder Coat. | 145 | 30% | 102.2613
29068 | rPDU, Basic Surge, 20A, 120V, 1.9kW, Horizontal, (6) NEMA 5-20R, 10ft power cord with 5-20P, Black Powder Coat. | 218 | 30% | 153.7445
29085 | rPDU, Metered Standard, 20A, 120V, 1.9kW, Horizontal, (10) NEMA 5-20R, 10ft power cord with L5-20P, Black Powder Coat. | 426 | 30% | 300.4365
29106 | rPDU, Basic Standard, 20A, 120V, 1.9kW, Horizontal, (10) NEMA 5-20R, 10ft power cord with L5-20P, Black Powder Coat. | 261 | 30% | 184.0702
29127 | rPDU, Metered Surge, 15A, 120V, 1.4kW, Horizontal, (10) NEMA 5-15R, 10ft power cord with 5-15P, Black Powder Coat. | 297 | 30% | 209.4592
29130 | rPDU, Metered Surge, 20A, 120V, 1.9kW, Horizontal, (10) NEMA 5-20R, 10ft power cord with 5-20P, Black Powder Coat. | 443 | 30% | 312.4257
29171 | rPDU, Basic Standard, 15A, 120V, 1.4kW, Horizontal, (8) NEMA 5-15R, 10ft power cord with 5-15P, Black Powder Coat. | 185 | 30% | 130.4712
29172 | rPDU, Basic Standard, 15A, 120V, 1.4kW, Horizontal, (8) NEMA 5-15R, 10ft power cord with 5-15P, Black Powder Coat. | 185 | 30% | 130.4712
29325 | rPDU, Basic Surge, 15A, 120V, 1.4kW, Horizontal, (8) NEMA 5-15R, 10ft power cord with 5-15P, Black Powder Coat. | 233 | 30% | 164.3233
29395 | rPDU, Basic Surge, 15A, 120V, 1.4kW, Horizontal, (12) NEMA 5-15R, 10ft power cord with 5-15P, Black Powder Coat. | 181 | 30% | 127.6502
29396 | rPDU, Basic Surge, 15A, 120V, 1.4kW, Horizontal, (12) NEMA 5-15R, 10ft power cord with 5-15P, Black Powder Coat. | 181 | 30% | 127.6502
29420 | rPDU, Basic Surge, 15A, 120V, 1.4kW, Horizontal, (6) NEMA 5-15R, 10ft power cord with 5-15P, Black Powder Coat. | 158 | 30% | 111.4295
29422 | rPDU, Basic Surge, 15A, 120V, 1.4kW, Horizontal, (6) NEMA 5-15R, 10ft power cord with 5-15P, Black Powder Coat. | 158 | 30% | 111.4295
29423 | rPDU, Basic Surge, 15A, 120V, 1.4kW, Horizontal, (6) NEMA 5-15R, 10ft power cord with 5-15P, Black Powder Coat. | 167 | 30% | 117.7767
29424 | rPDU, Basic Surge, 15A, 120V, 1.4kW, Horizontal, (6) NEMA 5-15R, 10ft power cord with 5-15P, Black Powder Coat. | 160 | 30% | 112.84
29429 | rPDU, Basic Surge, 15A, 120V, 1.4kW, Horizontal, (6) NEMA 5-15R, 10ft power cord with 5-15P, Black Powder Coat. | 167 | 30% | 117.7767
29582 | rPDU, Basic Standard, 20A, 120V, 1.9kW, Horizontal, (10) NEMA 5-20R, 10ft power cord with 5-20P, Black Powder Coat. | 215 | 30% | 151.6287
29584 | rPDU, Basic Standard, 20A, 120V, 1.9kW, Horizontal, (10) NEMA 5-20R, 10ft power cord with L5-20P, Black Powder Coat. | 229 | 30% | 161.5023
29585 | rPDU, Basic Standard, 20A, 120V, 1.9kW, Horizontal, (10) NEMA 5-20R, 10ft power cord with L5-20P, Black Powder Coat. | 256 | 30% | 180.544
29590 | rPDU, Basic Standard, 20A, 120V, 1.9kW, Horizontal, (12) NEMA 5-20R, 10ft power cord with 5-20P, Black Powder Coat. | 236 | 30% | 166.439
29591 | rPDU, Basic Standard, 20A, 120V, 1.9kW, Horizontal, (12) NEMA 5-20R, 10ft power cord with L5-20P, Black Powder Coat. | 250 | 30% | 176.3125
29592 | rPDU, Basic Standard, 20A, 120V, 1.9kW, Horizontal, (12) NEMA 5-20R, 10ft power cord with L5-20P, Black Powder Coat. | 250 | 30% | 176.3125
29593 | rPDU, Basic Standard, 20A, 120V, 1.9kW, Horizontal, (12) NEMA 5-20R, 10ft power cord with 5-20P, Black Powder Coat. | 236 | 30% | 166.439
29606 | rPDU, Basic Standard, 20A, 120V, 1.9kW, Horizontal, (6) NEMA 5-20R, 10ft power cord with 5-20P, Black Powder Coat. | 179 | 30% | 126.2398
29607 | rPDU, Basic Standard, 20A, 120V, 1.9kW, Horizontal, (6) NEMA 5-20R, 10ft power cord with 5-20P, Black Powder Coat. | 179 | 30% | 126.2398
29608 | rPDU, Basic Standard, 20A, 120V, 1.9kW, Horizontal, (6) NEMA 5-20R, 10ft power cord with L5-20P, Black Powder Coat. | 193 | 30% | 136.1132
29609 | rPDU, Basic Standard, 20A, 120V, 1.9kW, Horizontal, (6) NEMA 5-20R, 10ft power cord with L5-20P, Black Powder Coat. | 193 | 30% | 136.1132
30200 | rPDU, Basic Standard, 15A, 120V, 1.4kW, Horizontal, (6) NEMA 5-15R, 10ft power cord with 5-15P, Black Powder Coat. | 127 | 30% | 89.5667
38035 | rPDU, Basic Surge, 20A, 120V, 1.9kW, Horizontal, (6) NEMA 5-20R, 10ft power cord with L5-20P, Black Powder Coat. | 228 | 30% | 160.797
38036 | rPDU, Basic Surge, 20A, 120V, 1.9kW, Horizontal, (6) NEMA 5-20R, 10ft power cord with L5-20P, Black Powder Coat. | 228 | 30% | 160.797
38037 | rPDU, Basic Surge, 20A, 120V, 1.9kW, Horizontal, (6) NEMA 5-20R, 10ft power cord with 5-20P, Black Powder Coat. | 214 | 30% | 150.9235
38038 | rPDU, Basic Surge, 20A, 120V, 1.9kW, Horizontal, (6) NEMA 5-20R, 10ft power cord with 5-20P, Black Powder Coat. | 214 | 30% | 150.9235
38045 | rPDU, Basic Surge, 20A, 120V, 1.9kW, Horizontal, (12) NEMA 5-20R, 10ft power cord with 5-20P, Black Powder Coat. | 270 | 30% | 190.4175
38050 | rPDU, Basic Surge, 20A, 120V, 1.9kW, Horizontal, (12) NEMA 5-20R, 10ft power cord with 5-20P, Black Powder Coat. | 270 | 30% | 190.4175
38057 | rPDU, Basic Surge, 20A, 120V, 1.9kW, Horizontal, (10) NEMA 5-20R, 10ft power cord with 5-20P, Black Powder Coat. | 254 | 30% | 179.1335
38058 | rPDU, Basic Surge, 20A, 120V, 1.9kW, Horizontal, (10) NEMA 5-20R, 10ft power cord with 5-20P, Black Powder Coat. | 254 | 30% | 179.1335
38059 | rPDU, Basic Surge, 20A, 120V, 1.9kW, Horizontal, (10) NEMA 5-20R, 10ft power cord with L5-20P, Black Powder Coat. | 268 | 30% | 189.007
38060 | rPDU, Basic Surge, 20A, 120V, 1.9kW, Horizontal, (10) NEMA 5-20R, 10ft power cord with L5-20P, Black Powder Coat. | 268 | 30% | 189.007
38061 | rPDU, Basic Surge, 20A, 120V, 1.9kW, Horizontal, (12) NEMA 5-20R, 10ft power cord with L5-20P, Black Powder Coat. | 284 | 30% | 200.291
38062 | rPDU, Basic Surge, 20A, 120V, 1.9kW, Horizontal, (12) NEMA 5-20R, 10ft power cord with L5-20P, Black Powder Coat. | 284 | 30% | 200.291
38070 | rPDU, Basic Surge, 20A, 120V, 1.9kW, Horizontal, (6) NEMA 5-20R, 10ft power cord with 5-20P, Black Powder Coat. | 218 | 30% | 153.7445
38088 | rPDU, Basic Standard, 15A, 120V, 1.4kW, Horizontal, (10) NEMA 5-15R, 10ft power cord with 5-15P, Black Powder Coat. | 186 | 30% | 131.1765
38091 | rPDU, Basic Surge, 15A, 120V, 1.4kW, Horizontal, (6) NEMA 5-15R, 10ft power cord with 5-15P, Black Powder Coat. | 160 | 30% | 112.84
38100 | rPDU, Basic Surge, 20A, 120V, 1.9kW, Horizontal, (10) NEMA 5-20R, 10ft power cord with 5-20P, Black Powder Coat. | 280 | 30% | 197.47
38125 | rPDU, Basic Standard, 20A, 120V, 1.9kW, Vertical, (10) NEMA 5-20R, 10ft power cord with 5-20P, Black Powder Coat. | 188 | 30% | 132.587
38128 | rPDU, Metered Standard, 30A, 208V, 4.9kW, Horizontal/Vertical, (10) IEC C13, 10ft power cord with L6-30P, Black Powder Coat. | 599 | 30% | 422.4447
38129 | rPDU, Basic Standard, 30A, 208V, 4.9kW, Horizontal, (16) IEC C13, 10ft power cord with L6-30P, Black Powder Coat. | 347 | 30% | 244.7217
38130 | rPDU, Metered Standard, 30A, 208V, 4.9kW, Horizontal, (16) IEC C13, 10ft power cord with L6-30P, Black Powder Coat. | 713 | 30% | 502.8433
38133 | rPDU, Basic Surge, 20A, 120V, 1.9kW, Vertical, (14) NEMA 5-20R, 10ft power cord with 5-20P, Black Powder Coat. | 237 | 30% | 167.1442
38136 | rPDU, Basic Standard, 30A, 208V, 4.9kW, Vertical, (20) NEMA 6-20R, 10ft power cord with L6-30P, Black Powder Coat. | 613 | 30% | 432.3182
38137 | rPDU, Basic Standard, 20A, 120V, 1.9kW, Horizontal/Vertical, (8) NEMA 5-20R, 10ft power cord with L5-20P, Black Powder Coat. | 188 | 30% | 132.587
38139 | rPDU, Basic Standard, 30A, 208V, 4.9kW, Horizontal/Vertical, (10) IEC C13, 10ft power cord with L6-30P, Black Powder Coat. | 312 | 30% | 220.038
38156 | rPDU, Basic Standard, 20A, 120V, 1.9kW, Vertical, (14) NEMA 5-20R, 10ft power cord with L5-20P, Black Powder Coat. | 231 | 30% | 162.9127
38158 | rPDU, Basic Standard, 20A, 120V, 1.9kW, Vertical, (20) NEMA 5-20R, 10ft power cord with 5-20P, Black Powder Coat. | 262 | 30% | 184.7755
38159 | rPDU, Basic Standard, 20A, 120V, 1.9kW, Vertical, (8) NEMA 5-20R, 10ft power cord with L5-20P, Black Powder Coat. | 185 | 30% | 130.4712
38168 | rPDU, Basic Standard, 20A, 120V, 1.9kW, Vertical, (20) NEMA 5-20R, 10ft power cord with 5-20P, Black Powder Coat. | 262 | 30% | 184.7755
38171 | rPDU, Metered Standard, 20A, 208V, 3.3kW, Horizontal/Vertical, (10) IEC C13, 10ft power cord with L6-20P, Black Powder Coat. | 470 | 30% | 331.4675
38206 | rPDU, Basic Standard, 20A, 120V, 1.9kW, Vertical, (20) NEMA 5-20R, 10ft power cord with L5-20P, Black Powder Coat. | 276 | 30% | 194.649
38207 | rPDU, Basic Surge, 20A, 120V, 1.9kW, Horizontal/Vertical, (8) NEMA 5-20R, 10ft power cord with L5-20P, Black Powder Coat. | 203 | 30% | 143.1658
38214 | rPDU, Basic Standard, 20A, 120V, 1.9kW, Vertical, (8) NEMA 5-20R, 10ft power cord with L5-20P, Black Powder Coat. | 185 | 30% | 130.4712
38215 | rPDU, Basic Standard, 20A, 120V, 1.9kW, Vertical, (14) NEMA 5-20R, 10ft power cord with L5-20P, Black Powder Coat. | 231 | 30% | 162.9127
38216 | rPDU, Metered Standard, 20A, 120V, 1.9kW, Vertical, (20) NEMA 5-20R, 10ft power cord with 5-20P, Black Powder Coat. | 445 | 30% | 313.8363
38225 | rPDU, Basic Surge, 20A, 120V, 1.9kW, Horizontal, (6) NEMA 5-20R, 10ft power cord with L5-20P, Black Powder Coat. | 232 | 30% | 163.618
38231 | rPDU, Basic Standard, 20A, 120V, 1.9kW, Vertical, (14) NEMA 5-20R, 10ft power cord with L5-20P, Black Powder Coat. | 231 | 30% | 162.9127
38235 | rPDU, Basic Standard, 20A, 120V, 1.9kW, Vertical, (14) NEMA 5-20R, 10ft power cord with 5-20P, Black Powder Coat. | 216 | 30% | 152.334
38252 | rPDU, Basic Standard, 20A, 208V, 3.3kW, Vertical, (24) IEC C13, 10ft power cord with L6-20P, Black Powder Coat. | 371 | 30% | 261.6478
38303 | rPDU, Basic Standard, 20A, 120V, 1.9kW, Vertical, (10) NEMA 5-20R, 10ft power cord with 5-20P, Black Powder Coat. | 188 | 30% | 132.587
38314 | rPDU, Basic Surge, 20A, 120V, 1.9kW, Horizontal/Vertical, (8) NEMA 5-20R, 10ft power cord with 5-20P, Black Powder Coat. | 189 | 30% | 133.2922
38315 | rPDU, Metered Standard, 20A, 120V, 1.9kW, Vertical, (20) NEMA 5-20R, 10ft power cord with L5-20P, Black Powder Coat. | 459 | 30% | 323.7097
38318 | rPDU, Metered Standard, 30A, 208V, 4.9kW, Vertical, (20) NEMA 6-20R, 10ft power cord with L6-30P, Black Powder Coat. | 846 | 30% | 596.6415
38319 | rPDU, Metered Standard, 20A, 120V, 1.9kW, Vertical, (20) NEMA 5-20R, 10ft power cord with L5-20P, Black Powder Coat. | 459 | 30% | 323.7097
38320 | rPDU, Metered Standard, 20A, 120V, 1.9kW, Vertical, (20) NEMA 5-20R, 10ft power cord with L5-20P, Black Powder Coat. | 459 | 30% | 323.7097
38364 | rPDU, Basic Standard, 15A, 120V, 1.4kW, Horizontal/Vertical, (8) NEMA 5-15R, 10ft power cord with 5-15P, Black Powder Coat. | 155 | 30% | 109.3138
38370 | rPDU, Metered Standard, 20A, 120V, 1.9kW, Vertical, (20) NEMA 5-20R, 10ft power cord with L5-20P, Black Powder Coat. | 459 | 30% | 323.7097
38371 | rPDU, Basic Standard, 20A, 120V, 1.9kW, Vertical, (8) NEMA 5-20R, 10ft power cord with 5-20P, Black Powder Coat. | 171 | 30% | 120.5977
38375 | rPDU, Basic Standard, 20A, 120V, 1.9kW, Vertical, (20) NEMA 5-20R, 10ft power cord with 5-20P, Black Powder Coat. | 262 | 30% | 184.7755
38380 | rPDU, Basic Standard, 20A, 120V, 1.9kW, Horizontal/Vertical, (8) NEMA 5-20R, 10ft power cord with L5-20P, Black Powder Coat. | 188 | 30% | 132.587
38389 | rPDU, Basic Surge, 20A, 120V, 1.9kW, Horizontal/Vertical, (8) NEMA 5-20R, 10ft power cord with L5-20P, Black Powder Coat. | 203 | 30% | 143.1658
38393 | rPDU, Basic Surge, 20A, 120V, 1.9kW, Vertical, (20) NEMA 5-20R, 10ft power cord with L5-20P, Black Powder Coat. | 315 | 30% | 222.1538
38396 | rPDU, Basic Standard, 20A, 208V, 3.3kW, Vertical, (20) NEMA 6-20R, 10ft power cord with L6-20P, Black Powder Coat. | 472 | 30% | 332.878
38423 | rPDU, Basic Surge, 20A, 120V, 1.9kW, Vertical, (10) NEMA 5-20R, 10ft power cord with L5-20P, Black Powder Coat. | 225 | 30% | 158.6813
38438 | rPDU, Basic Surge, 15A, 120V, 1.4kW, Horizontal/Vertical, (8) NEMA 5-15R, 10ft power cord with 5-15P, Black Powder Coat. | 181 | 30% | 127.6502
38446 | rPDU, Metered Surge, 20A, 120V, 1.9kW, Vertical, (20) NEMA 5-20R, 10ft power cord with L5-20P, Black Powder Coat. | 477 | 30% | 336.4042
38550 | rPDU, Metered Surge, 20A, 120V, 1.9kW, Vertical, (20) NEMA 5-20R, 10ft power cord with L5-20P, Black Powder Coat. | 477 | 30% | 336.4042
38553 | rPDU, Basic Surge, 20A, 120V, 1.9kW, Horizontal/Vertical, (8) NEMA 5-20R, 10ft power cord with 5-20P, Black Powder Coat. | 189 | 30% | 133.2922
38555 | rPDU, Basic Standard, 15A, 120V, 1.4kW, Vertical, (14) NEMA 5-15R, 10ft power cord with 5-15P, Black Powder Coat. | 197 | 30% | 138.9342
38563 | rPDU, Metered Standard, 30A, 208V, 4.9kW, Horizontal/Vertical, (8) IEC C13, 10ft power cord with L6-30P, Black Powder Coat. | 572 | 30% | 403.403
38584 | rPDU, Metered Standard, 20A, 120V, 1.9kW, Vertical, (20) NEMA 5-20R, 10ft power cord with 5-20P, Black Powder Coat. | 445 | 30% | 313.8363
38588 | rPDU, Basic Standard, 20A, 120V, 1.9kW, Vertical, (20) NEMA 5-20R, 10ft power cord with L5-20P, Black Powder Coat. | 276 | 30% | 194.649
38589 | rPDU, Basic Standard, 20A, 208V, 3.3kW, Horizontal/Vertical, (10) IEC C13, 10ft power cord with L6-20P, Black Powder Coat. | 239 | 30% | 168.5547
38605 | rPDU, Basic Surge, 15A, 120V, 1.4kW, Horizontal/Vertical, (8) NEMA 5-15R, 10ft power cord with 5-15P, Black Powder Coat. | 181 | 30% | 127.6502
38606 | rPDU, Basic Standard, 15A, 120V, 1.4kW, Vertical, (20) NEMA 5-15R, 10ft power cord with 5-15P, Black Powder Coat. | 241 | 30% | 169.9652
38607 | rPDU, Metered Surge, 20A, 120V, 1.9kW, Vertical, (20) NEMA 5-20R, 10ft power cord with L5-20P, Black Powder Coat. | 477 | 30% | 336.4042
38608 | rPDU, Metered Surge, 20A, 120V, 1.9kW, Vertical, (20) NEMA 5-20R, 10ft power cord with 5-20P, Black Powder Coat. | 462 | 30% | 325.8255
38609 | rPDU, Basic Surge, 20A, 120V, 1.9kW, Vertical, (8) NEMA 5-20R, 10ft power cord with 5-20P, Black Powder Coat. | 192 | 30% | 135.408
38627 | rPDU, Basic Standard, 15A, 120V, 1.4kW, Vertical, (10) NEMA 5-15R, 10ft power cord with 5-15P, Black Powder Coat. | 168 | 30% | 118.482
38631 | rPDU, Metered Standard, 20A, 208V, 3.3kW, Vertical, (24) IEC C13, 10ft power cord with L6-20P, Black Powder Coat. | 548 | 30% | 386.477
38632 | rPDU, Basic Surge, 15A, 120V, 1.4kW, Vertical, (20) NEMA 5-15R, 10ft power cord with 5-15P, Black Powder Coat. | 276 | 30% | 194.649
38641 | rPDU, Metered Standard, 15A, 120V, 1.4kW, Horizontal, (10) NEMA 5-15R, 10ft power cord with 5-15P, Black Powder Coat. | 247 | 30% | 174.1967
38642 | rPDU, Basic Standard, 20A, 208V, 3.3kW, Horizontal/Vertical, (8) IEC C13, 10ft power cord with L6-20P, Black Powder Coat. | 226 | 30% | 159.3865
38653 | rPDU, Basic Standard, 15A, 120V, 1.4kW, Horizontal/Vertical, (8) NEMA 5-15R, 10ft power cord with 5-15P, Black Powder Coat. | 155 | 30% | 109.3138
38664 | rPDU, Basic Standard, 20A, 208V, 3.3kW, Horizontal, (16) IEC C13, 10ft power cord with L6-20P, Black Powder Coat. | 285 | 30% | 200.9963
38668 | rPDU, Metered Standard, 20A, 120V, 1.9kW, Vertical, (20) NEMA 5-20R, 10ft power cord with 5-20P, Black Powder Coat. | 445 | 30% | 313.8363
38670 | rPDU, Basic Standard, 15A, 120V, 1.4kW, Vertical, (14) NEMA 5-15R, 10ft power cord with 5-15P, Black Powder Coat. | 197 | 30% | 138.9342
38672 | rPDU, Basic Surge, 15A, 120V, 1.4kW, Vertical, (14) NEMA 5-15R, 10ft power cord with 5-15P, Black Powder Coat. | 218 | 30% | 153.7445
38687 | rPDU, Metered Standard, 20A, 208V, 3.3kW, Horizontal/Vertical, (8) IEC C13, 10ft power cord with L6-20P, Black Powder Coat. | 464 | 30% | 327.236
38695 | rPDU, Basic Standard, 20A, 120V, 1.9kW, Horizontal/Vertical, (8) NEMA 5-20R, 10ft power cord with 5-20P, Black Powder Coat. | 173 | 30% | 122.0083
38703 | rPDU, Basic Surge, 20A, 120V, 1.9kW, Vertical, (20) NEMA 5-20R, 10ft power cord with L5-20P, Black Powder Coat. | 315 | 30% | 222.1538
39103 | rPDU, Basic Standard, 30A, 208V, 4.9kW, Horizontal/Vertical, (8) IEC C13, 10ft power cord with L6-30P, Black Powder Coat. | 307 | 30% | 216.5117
39112 | rPDU, Basic Standard, 20A, 120V, 1.9kW, Horizontal/Vertical, (8) NEMA 5-20R, 10ft power cord with 5-20P, Black Powder Coat. | 173 | 30% | 122.0083
39118 | rPDU, Basic Surge, 20A, 120V, 1.9kW, Horizontal, (10) NEMA 5-20R, 10ft power cord with L5-20P, Black Powder Coat. | 294 | 30% | 207.3435
39125 | rPDU, Basic Surge, 20A, 120V, 1.9kW, Vertical, (14) NEMA 5-20R, 10ft power cord with L5-20P, Black Powder Coat. | 251 | 30% | 177.0178
39133 | rPDU, Basic Standard, 20A, 120V, 1.9kW, Vertical, (8) NEMA 5-20R, 10ft power cord with 5-20P, Black Powder Coat. | 171 | 30% | 120.5977
50012 | rPDU, Basic Standard, 20A, 120V OR 208V, 1.9 or 3.3kW, Horizontal, (16) IEC C13, C20, Black Powder Coat. | 316 | 30% | 222.859
4114277 | GXT5 36V UPS-EBC Cable Connector (1') | 127 | 30% | 89.5667
4114278 | GXT5 48V UPS-EBC Cable Connector (1') | 127 | 30% | 89.5667
4114279 | GXT5 72V UPS-EBC Cable Connector (1') | 127 | 30% | 89.5667
4114280 | GXT5 36V UPS-EBC Cable Connector (6') | 193 | 30% | 136.1132
4114281 | GXT5 48V UPS-EBC Cable Connector (6') | 193 | 30% | 136.1132
4114282 | GXT5 72V UPS-EBC Cable Connector (6') | 193 | 30% | 136.1132
4114283 | GXT5 144V UPS-EBC Cable Connector (1') | 132 | 30% | 93.093
4114284 | GXT5 144V UPS-EBC Cable Connector (6') | 193 | 30% | 136.1132
11171448 | 1 U 19" Mount Cable Routing Panel, with D rings | 52 | 30% | 36.673
25060591 | GXT5 192V UPS-EBC Cable Connector (6') | 253 | 30% | 178.4282
25060593 | GXT5 192V UPS-EBC Cable Connector (1') | 193 | 30% | 136.1132
25060659 | GXT5 288V UPS-EBC Cable Connector (1') | 226 | 30% | 159.3865
25060660 | GXT5 288V UPS-EBC Cable Connector (6') | 314 | 30% | 221.4485
002185000 | 19” 1U Fixed Tool Less Shelf Depth Adjustable | 199 | 30% | 140.3448
002185050 | Tool Less Cable management Lobster Claw (pack of 10) | 112 | 30% | 78.988
002185060 | Tool Less Cable management Velcro (pack of 10) | 79 | 30% | 55.7148
002185070 | Tool Less Cable management Lobster Claw (pack of 100) | 719 | 30% | 507.0747
002185080 | Tool Less Cable management Velcro (pack of 100) | 719 | 30% | 507.0747
010200078 | Kit of (2) 18U Vertical Fingers includes hardware and mounting instructions | 156 | 30% | 110.019
010200087 | 1U Plastic Tool less Blanking Panel, box of 10 | 123 | 30% | 86.7458
010200088 | 2U Plastic Tool less Blanking Panel, box of 5 | 123 | 30% | 86.7458
050400558 | 19" Cable trough | 45 | 30% | 31.7362
11008VH | rPDU, Basic Standard, 20A, 208V, 3.3kW, Horizontal, (12) NEMA 6-20R, 10ft power cord with L6-20P, Black Powder Coat. | 346 | 30% | 244.0165
11010VH | rPDU, Basic Standard, 30A, 208V, 4.9kW, Horizontal, (12) NEMA 6-20R, 10ft power cord with L6-30P, Black Powder Coat. | 618 | 30% | 435.8445
11011VH | rPDU, Basic Standard, 30A, 120V, 2.8kW, Horizontal, (12) NEMA 5-20R, 10ft power cord with L5-30P, Black Powder Coat. | 393 | 30% | 277.1633
11012VH | rPDU, Basic Standard, 30A, 120/208V WYE, 8.6kW, Vertical, (24) NEMA 6-20R, 10ft power cord with L21-30P, Black Powder Coat. | 1273 | 30% | 897.7832
11013VH | rPDU, Basic Standard, 30A, 120/208V WYE, 8.6kW, Vertical, (24) IEC C13, (6) IEC C19, 10ft power cord with L21-30P, Black Powder Coat. | 1003 | 30% | 707.3657
11015VH | rPDU, Basic Standard, 30A, 120V, 2.8kW, Horizontal, (20) NEMA 5-20R, 10ft power cord with L5-30P, Black Powder Coat. | 524 | 30% | 369.551
11016VH | rPDU, Basic Standard, 30A, 208V, 4.9kW, Horizontal, (20) NEMA 6-20R, 10ft power cord with L6-30P, Black Powder Coat. | 821 | 30% | 579.0102
11022VH | rPDU, Metered Standard, 30A, 208V, 4.9kW, Vertical, (24) NEMA 6-20R, (0), 10ft power cord with L6-30P, Black Powder Coat. | 1049 | 30% | 739.8072
11023VH | rPDU, Basic Standard, 30A, 120/208V WYE, 8.6kW, Vertical, (24) NEMA 5-20R, 10ft power cord with L21-30P, Black Powder Coat. | 1014 | 30% | 715.1235
11027VH | rPDU, Basic Standard, 30A, 208V, 4.9kW, Horizontal/Vertical, (4) IEC C13, (4) IEC C19, 10ft power cord with L6-30P, Black Powder Coat. | 301 | 30% | 212.2802
11045VH | rPDU, Basic Surge, 15A, 120V, 1.4kW, Horizontal/Vertical, (8) NEMA 5-15R, 10ft power cord with 5-15P, Black Powder Coat. | 181 | 30% | 127.6502
11112VH | rPDU, Basic Standard, 30A, 208V, 4.9kW, Horizontal, (6) NEMA L6-20R, 10ft power cord with L6-30P, Black Powder Coat. | 808 | 30% | 569.842
11151VH | rPDU, Basic Standard, 20A, 120/208V WYE, 5.7kW, Vertical, (24) IEC C13, (6) IEC C19, 10ft power cord with L21-20P, Black Powder Coat. | 611 | 30% | 430.9078
11159VH | rPDU, Basic Standard, 20A, 120V, 1.9kW, Vertical, (12) NEMA 5-20R, 10ft power cord with L5-20P, Black Powder Coat. | 160 | 30% | 112.84
11160VH | rPDU, Basic Standard, 15A, 120V, 1.4kW, Vertical, (20) NEMA 5-15R, 10ft power cord with 5-15P, Black Powder Coat. | 174 | 30% | 122.7135
11162VH | rPDU, Basic Standard, 20A, 120V, 1.9kW, Vertical, (20) NEMA 5-20R, 10ft power cord with 5-20P, Black Powder Coat. | 190 | 30% | 133.9975
11163VH | rPDU, Basic Standard, 20A, 120V, 1.9kW, Vertical, (20) NEMA 5-20R, 10ft power cord with L5-20P, Black Powder Coat. | 204 | 30% | 143.871
11164VH | rPDU, Basic Standard, 30A, 208V, 4.9kW, Vertical, (24) NEMA 6-20R, 10ft power cord with L6-30P, Black Powder Coat. | 873 | 30% | 615.6832
11216VH | rPDU, Basic Standard, 30A, 208V, 4.9kW, Vertical, (12) NEMA L6-20R, 10ft power cord with L6-30P, Black Powder Coat. | 1210 | 30% | 853.3525
11217VH | rPDU, Basic Standard, 30A, 120/208V WYE, 8.6kW, Vertical, (12) NEMA L5-20R, 10ft power cord with L21-30P, Black Powder Coat. | 1330 | 30% | 937.9825
11254VH | rPDU, Basic Standard, 20A, 120V, 1.9kW, Vertical, (8) NEMA 5-20R, 10ft power cord with L5-20P, Black Powder Coat. | 185 | 30% | 130.4712
11266VH | rPDU, Basic Surge, 20A, 120V, 1.9kW, Horizontal, (6) NEMA 5-20R, 10ft power cord with L5-20P, Black Powder Coat. | 232 | 30% | 163.618
11269VH | rPDU, Basic Standard, 20A, 120V, 1.9kW, Horizontal, (10) NEMA 5-20R, 10ft power cord with L5-20P, Black Powder Coat. | 196 | 30% | 138.229
11275VH | rPDU, Basic Surge, 20A, 120V, 1.9kW, Vertical, (10) NEMA 5-20R, 10ft power cord with L5-20P, Black Powder Coat. | 233 | 30% | 164.3233
11296VH | rPDU, Basic Standard, 15A, 120V, 1.4kW, Vertical, (14) NEMA 5-15R, 10ft power cord with 5-15P, Black Powder Coat. | 197 | 30% | 138.9342
11383VH | rPDU, Metered Standard, 30A, 208V, 4.9kW, Horizontal/Vertical, (4) IEC C13, (4) IEC C19, 10ft power cord with L6-30P, Black Powder Coat. | 516 | 30% | 363.909
11391VH | rPDU, Basic Standard, 20A, 120V, 1.9kW, Vertical, (20) NEMA 5-20R, 10ft power cord with 5-20P, Black Powder Coat. | 190 | 30% | 133.9975
11400VH | rPDU, Basic Surge, 15A, 120V, 1.4kW, Vertical, (10) NEMA 5-15R, 10ft power cord with 5-15P, Black Powder Coat. | 193 | 30% | 136.1132
11405VH | rPDU, Basic Standard, 15A, 120V, 1.4kW, Horizontal/Vertical, (8) NEMA 5-15R, 10ft power cord with 5-15P, Black Powder Coat. | 155 | 30% | 109.3138
11414VH | rPDU, Basic Surge, 20A, 120V, 1.9kW, Vertical, (8) NEMA 5-20R, 10ft power cord with L5-20P, Black Powder Coat. | 206 | 30% | 145.2815
11417VH | rPDU, Basic Surge, 15A, 120V, 1.4kW, Vertical, (14) NEMA 5-15R, 10ft power cord with 5-15P, Black Powder Coat. | 218 | 30% | 153.7445
11427VH | rPDU, Metered Standard, 20A, 208V, 3.3kW, Horizontal, (16) IEC C13, 10ft power cord with L6-20P, Black Powder Coat. | 514 | 30% | 362.4985
11429VH | rPDU, Basic Surge, 15A, 120V, 1.4kW, Vertical, (20) NEMA 5-15R, 10ft power cord with 5-15P, Black Powder Coat. | 276 | 30% | 194.649
11486VH | rPDU, Basic Surge, 20A, 120V, 1.9kW, Vertical, (8) NEMA 5-20R, 10ft power cord with L5-20P, Black Powder Coat. | 206 | 30% | 145.2815
11492VH | rPDU, Metered Surge, 15A, 120V, 1.4kW, Vertical, (20) NEMA 5-15R, 10ft power cord with 5-15P, Black Powder Coat. | 453 | 30% | 319.4783
11524VH | rPDU, Basic Standard, 20A, 120V, 1.9kW, Vertical, (20) NEMA 5-20R, 10ft power cord with L5-20P, Black Powder Coat. | 204 | 30% | 143.871
11571VH | rPDU, Basic Standard, 30A, 120/208V WYE, 8.6kW, Vertical, (12) NEMA L6-20R, 10ft power cord with L21-30P, Black Powder Coat. | 1392 | 30% | 981.708
11582VH | rPDU, Basic Surge, 15A, 120V, 1.4kW, Vertical, (20) NEMA 5-15R, 10ft power cord with 5-15P, Black Powder Coat. | 276 | 30% | 194.649
11594VH | rPDU, Metered Surge, 20A, 120V, 1.9kW, Vertical, (20) NEMA 5-20R, 10ft power cord with L5-20P, Black Powder Coat. | 477 | 30% | 336.4042
11627VH | rPDU, Metered Standard, 20A, 120V, 1.9kW, Vertical, (20) NEMA 5-20R, 10ft power cord with L5-20P, Black Powder Coat. | 459 | 30% | 323.7097
11629VH | rPDU, Metered Standard, 15A, 120V, 1.4kW, Horizontal, (10) NEMA 5-15R, 10ft power cord with 5-15P, Black Powder Coat. | 260 | 30% | 183.365
11630VH | rPDU, Metered Surge, 20A, 120V, 1.9kW, Horizontal, (10) NEMA 5-20R, 10ft power cord with L5-20P, Black Powder Coat. | 457 | 30% | 322.2992
11633VH | rPDU, Basic Standard, 20A, 120V, 1.9kW, Vertical, (14) NEMA 5-20R, 10ft power cord with 5-20P, Black Powder Coat. | 216 | 30% | 152.334
11646VH | rPDU, Basic Standard, 15A, 120V, 1.4kW, Vertical, (20) NEMA 5-15R, 10ft power cord with 5-15P, Black Powder Coat. | 174 | 30% | 122.7135
11656VH | rPDU, Metered Standard, 20A, 120V, 1.9kW, Horizontal, (10) NEMA 5-20R, 10ft power cord with L5-20P, Black Powder Coat. | 426 | 30% | 300.4365
11708VH | rPDU, Metered Standard, 20A, 120V, 1.9kW, Vertical, (20) NEMA 5-20R, 10ft power cord with 5-20P, Black Powder Coat. | 445 | 30% | 313.8363
11712VH | rPDU, Basic Standard, 20A, 120V, 1.9kW, Vertical, (24) NEMA 5-20R, 10ft power cord with 5-20P, Black Powder Coat. | 407 | 30% | 287.0367
11714VH | rPDU, Metered Surge, 15A, 120V, 1.4kW, Horizontal, (10) NEMA 5-15R, 10ft power cord with 5-15P, Black Powder Coat. | 297 | 30% | 209.4592
11733VH | rPDU, Basic Surge, 20A, 120V, 1.9kW, Vertical, (10) NEMA 5-20R, 10ft power cord with L5-20P, Black Powder Coat. | 233 | 30% | 164.3233
11757VH | rPDU, Basic Standard, 15A, 120V, 1.4kW, Vertical, (14) NEMA 5-15R, 10ft power cord with 5-15P, Black Powder Coat. | 197 | 30% | 138.9342
11776VH | rPDU, Basic Surge, 20A, 120V, 1.9kW, Horizontal/Vertical, (8) NEMA 5-20R, 10ft power cord with 5-20P, Black Powder Coat. | 189 | 30% | 133.2922
11803VH | rPDU, Basic Standard, 30A, 208V, 4.9kW, Horizontal, (6) NEMA L6-30R, 10ft power cord with L6-30P, Black Powder Coat. | 698 | 30% | 492.2645
11825VH | rPDU, Metered Standard, 30A, 208V, 4.9kW, Vertical, (12) NEMA L6-20R, 10ft power cord with L6-30P, Black Powder Coat. | 1392 | 30% | 981.708
11851VH | rPDU, Metered Standard, 20A, 120V, 1.9kW, Vertical, (20) NEMA 5-20R, 10ft power cord with L5-20P, Black Powder Coat. | 459 | 30% | 323.7097
11856VH | rPDU, Basic Standard, 20A, 208V, 3.3kW, Vertical, (24) IEC C13, (6) IEC C19, 10ft power cord with L6-20P, Black Powder Coat. | 459 | 30% | 323.7097
11864VH | rPDU, Metered Standard, 15A, 120V, 1.4kW, Horizontal, (10) NEMA 5-15R, 10ft power cord with 5-15P, Black Powder Coat. | 260 | 30% | 183.365
11865VH | rPDU, Basic Standard, 20A, 120V, 1.9kW, Vertical, (10) NEMA 5-20R, 10ft power cord with L5-20P, Black Powder Coat. | 202 | 30% | 142.4605
11869VH | rPDU, Metered Standard, 30A, 208V, 4.9kW, Vertical, (24) IEC C13, 10ft power cord with L6-30P, Black Powder Coat. | 816 | 30% | 575.484
13002VH | rPDU, Metered Surge, 20A, 120V, 1.9kW, Horizontal, (10) NEMA 5-20R, 10ft power cord with L5-20P, Black Powder Coat. | 470 | 30% | 331.4675
13059VH | rPDU, Basic Surge, 15A, 120V, 1.4kW, Horizontal/Vertical, (8) NEMA 5-15R, 10ft power cord with 5-15P, Black Powder Coat. | 181 | 30% | 127.6502
1410-MOUNTKITS | 1410 Wall and power mount kit | 235 | 30% | 165.7338
15018VH | rPDU, Metered Standard, 20A, 208V, 3.3kW, Horizontal, (6) NEMA L6-20R, 10ft power cord with L6-20P, Black Powder Coat. | 759 | 30% | 535.2848
15093VH | rPDU, Metered Surge, 20A, 120V, 1.9kW, Horizontal, (10) NEMA 5-20R, 10ft power cord with 5-20P, Black Powder Coat. | 456 | 30% | 321.594
15169VH | rPDU, Metered Surge, 15A, 120V, 1.4kW, Vertical, (20) NEMA 5-15R, 10ft power cord with 5-15P, Black Powder Coat. | 453 | 30% | 319.4783
15205VH | rPDU, Basic Standard, 20A, 120/208V WYE, 5.7kW, Vertical, (36) IEC C13, (6) IEC C19, (2) NEMA 5-20R, 10ft power cord with L21-20P, Black Powder Coat. | 677 | 30% | 477.4543
153018G1L | Fixed Shelf – HD Mounting Frames 19” Rack/30” or 38” Depth Frame (vented, 250 lb.) | 140 | 30% | 98.735
15409VH | rPDU, Metered Standard, 30A, 208V, 4.9kW, Horizontal, (20) NEMA 6-20R, 10ft power cord with L6-30P, Black Powder Coat. | 999 | 30% | 704.5448
15544VH | rPDU, Metered Standard, 20A, 120V, 1.9kW, Vertical, (20) NEMA 5-20R, 10ft power cord with 5-20P, Black Powder Coat. | 445 | 30% | 313.8363
15551VH | rPDU, Basic Surge, 15A, 120V, 1.4kW, Horizontal, (10) NEMA 5-15R, 10ft power cord with 5-15P, Black Powder Coat. | 195 | 30% | 137.5238
15587VH | rPDU, Metered Standard, 15A, 120V, 1.4kW, Vertical, (20) NEMA 5-15R, 10ft power cord with 5-15P, Black Powder Coat. | 429 | 30% | 302.5522
15654VH | rPDU, Metered Standard, 30A, 208V, 4.9kW, Horizontal, (12) NEMA 6-20R, 10ft power cord with L6-30P, Black Powder Coat. | 816 | 30% | 575.484
15662VH | rPDU, Metered Standard, 30A, 208V, 4.9kW, Vertical, (20) NEMA 6-20R, 10ft power cord with L6-30P, Black Powder Coat. | 846 | 30% | 596.6415
163555G1L | Dual ECM Barrier KIT | 230 | 30% | 162.2075
163796G1L | Single Axial Fan, Low Noise | 243 | 30% | 171.3758
177187G1L | HEAT REJECT DUCT FOUND TOP ECM | 1065 | 30% | 751.0913
1WEGXT4-10KPOD | 1 year extended warranty for POD, PD2-101 to PD2-202 | 96 | 30% | 67.704
1WEGXT4-144VBAT | 1 Year Ext Warranty For GXT4-144VBATT | 231 | 30% | 162.9127
1WEGXT4-240VBAT | 1 Year Ext Warranty For GXT4-240VBATT | 360 | 30% | 253.89
1WEGXT4-288VBAT | 1 Year Ext Warranty For GXT4-288VBATT | 518 | 30% | 365.3195
1WEGXT4-48VBATT | 1 Year Ext Warranty For GXT4-48VBATT | 58 | 30% | 40.9045
1WEGXT4-72VBATT | 1 Year Ext Warranty For GXT4-72VBATT | 74 | 30% | 52.1885
1WEITA2-08K208 | 1 Yr Ext Warranty ITA2 8kVA | 536 | 30% | 378.014
1WEITA2-10K208 | 1 Yr Ext Warranty ITA2 10kVA | 603 | 30% | 425.2657
1WEITA2-3PHPOD | 1 Yr Ext Warranty 3-PH POD | 108 | 30% | 76.167
1WEITA2-EBC | 1 Yr Ext Warranty ITA2 EBC | 637 | 30% | 449.2443
1WEITA2-MBC | 1 Yr Ext Warranty ITA2 MBC | 603 | 30% | 425.2657
1WEMICROPOD | All MicroPOD Models for 1 year additional | 54 | 30% | 38.0835
1WEPSA500MT3 | Liebert PSA 500VA/300W/120V 1 Year Ext Warranty | 14 | 30% | 9.8735
1WEPSA5-1000120 | Liebert PSA5 1000VA/600W/120V 1 Year Extended Warranty | 111 | 30% | 78.2827
1WEPSA5-1500120 | Liebert PSA5 1500VA/900W/120V 1 Year Extended Warranty | 129 | 30% | 90.9772
1WEPSA5-500120 | Liebert PSA5 500VA/300W/120V 1 Year Extended Warranty | 72 | 30% | 50.778
1WEPSA5-700120 | Liebert PSA5 700VA/420W/120V 1 Year Extended Warranty | 85 | 30% | 59.9462
1WEPSI5-1000 | 1yr extended warranty for 1000VA PSI5 | 93 | 30% | 65.5883
1WEPSI5-1100 | 1yr extended warranty for PSI5-1100RT120 | 67 | 30% | 47.2518
1WEPSI5-1500 | 1yr extended warranty for PSI5-1500RT120 | 73 | 30% | 51.4832
1WEPSI5-2200 | 1yr extended warranty for PSI5-2200RT120 | 122 | 30% | 86.0405
1WEPSI5-24VBATT | 1yr extended warranty for PSI5-24VBATT | 57 | 30% | 40.1992
1WEPSI5-3000 | 1yr extended warranty for PSI5-3000RT120 | 172 | 30% | 121.303
1WEPSI5-48VBATT | 1yr extended warranty for PSI5-48VBATT | 75 | 30% | 52.8938
1WEPSI5-5000 | 1yr extended warranty for PSI5-5000RT208 | 349 | 30% | 246.1322
1WEPSI5-72VBATT | 1yr extended warranty for PSI5-72VBATT | 91 | 30% | 64.1778
1WEPSI5-750 | 1yr extended warranty for 750VA PSI5 | 45 | 30% | 31.7362
1WEPSI5-800 | 1yr extended warranty for PSI5-800RT120 | 62 | 30% | 43.7255
1WEPSRT3-24VBXR | Ext. Battery Cab. PSRT3-24VBXR 1 Year Ext Warranty | 21 | 30% | 14.8102
1WEPSRT3-48VBXR | Ext. Battery Cab. PSRT3-48VBXR 1 Year Ext Warranty | 21 | 30% | 14.8102
1WEPST5-350120 | Liebert PST5 350VA/20W/120V 1 Year Extended Warranty | 37 | 30% | 26.0942
1WEPST5-500120 | Liebert PST5 500VA/300W/120V 1 Year Extended Warranty | 48 | 30% | 33.852
1WEPST5-660120 | Liebert PST5 660VA/400W/120V 1 Year Extended Warranty | 67 | 30% | 47.2518
1WEPST5-850120 | Liebert PST5 850VA/500W/120V 1 Year Extended Warranty | 79 | 30% | 55.7148
1WLTHERMLAB-B | Warranty Inspect with equip labor warranty coverage 2 yrs | 680 | 30% | 479.57
1WLTHERMLAB-C | Warranty Inspect with equip labor warranty coverage 2 yrs | 907.5 | 30% | 640.0144
1WLTHERMLAB-H | CRV 10kW Labor Warranty Coverage | 2138 | 30% | 1507.8245
1YGLD-ACS16PT | 1 YR GLD HW Maintenance ACS16PT | 515 | 30% | 363.2038
1YGLD-ACS32PT | 1 YR GLD HW Maintenance ACS32PT | 636 | 30% | 448.539
1YGLD-ACS48PT | 1 YR GLD HW Maintenance ACS48PT | 899 | 30% | 634.0198
1YGLD-ACS4PT | 1 YR GLD HW Maintenance ACS4PT | 323 | 30% | 227.7957
1YGLD-ACS8PT | 1 YR GLD HW Maintenance ACS8PT | 421 | 30% | 296.9103
1YGLD-AV2 | 1Y GLD HW Maintenance | 305 | 30% | 215.1013
1YGLD-HMX1 | 1 YR GLD HW Maintenance HMX1 (5100) | 222 | 30% | 156.5655
1YGLD-HMX2 | 1 YR GLD HW Maintenance HMX2 (5200,6200) | 297 | 30% | 209.4592
1YGLD-HMX3 | 1 YR GLD HW Maintenance HMX3 (8000) | 547 | 30% | 385.7717
1YGLD-HMXMGR | 1 YR GLD HW Maintenance HMXMGR | 1052 | 30% | 741.923
1YGLD-LCD | 1 YR GLD HW Maintenance LCD | 375 | 30% | 264.4688
1YGLD-LV | 1 YR GLD HW Maintenance LV | 209 | 30% | 147.3972
1YGLD-MPU1016 | 1 YR GLD HW Maintenance MPU1016 | 755 | 30% | 532.4638
1YGLD-MPU108E | 1 YR GLD HW Maintenance MPU108E | 456 | 30% | 321.594
1YGLD-MPU2016 | 1 YR GLD HW Maintenance MPU2016 | 988 | 30% | 696.787
1YGLD-MPU2032 | 1 YR GLD HW Maintenance MPU2032 | 1115 | 30% | 786.3538
1YGLD-MPU4032 | 1 YR GLD HW Maintenance MPU4032 | 1496 | 30% | 1055.054
1YGLD-MPU8032 | 1 YR GLD HW Maintenance MPU8032 | 1856 | 30% | 1308.944
1YGLD-MXR | 1 YR GLD HW Maintenance MXR | 237 | 30% | 167.1442
1YGLD-MXT | 1 YR GLD HW Maintenance MXT | 195 | 30% | 137.5238
1YGLD-SV | 1 YR GLD HW Maintenance SV | 166 | 30% | 117.0715
1YGLD-SVSC1200 | 1 YR GLD HW Maintenance SV Secure (SC620,SC840D,SC845D,SC840H,SC845H,SC840,SC845,SCKM140,SCKM145,SC920XD) | 202 | 30% | 142.4605
1YGLD-SVSC2000 | 1 YR GLD HW Maintenance SV Secure SC340, SC380, SC640, SC740,SC940,SC945,SC940H,SC945H,SC940D,SC945D, SC945XD) | 308 | 30% | 217.217
1YGLD-SVSC3000 | 1 YR GLD HW Maintenance SV Secure (SC680, SC780,SC885,SC985) | 498 | 30% | 351.2145
1YRGLD-1000DEV | DSView 1 year Gold Subscription 1000 Device Count | 7010 | 30% | 4943.8025
1YRGLD-100DEV | DSView 1 year Gold Subscription 100 Device Count | 2063 | 30% | 1454.9307
1YRGLD-500DEV | DSView 1 year Gold Subscription 500 Device Count | 4262 | 30% | 3005.7755
1YRSLV-1000DEV | DSView 1 year Silver Subscription 1000 Device Count | 6185 | 30% | 4361.9713
1YRSLV-100DEV | DSView 1 year Silver Subscription 100 Device Count | 1789 | 30% | 1261.6923
1YRSLV-500DEV | DSView 1 year Silver Subscription 500 Device Count | 3848 | 30% | 2713.802
1YSLV-ACS16PT | 1 YR SLV HW Maintenance ACS16PT | 301 | 30% | 212.2802
1YSLV-ACS32PT | 1 YR SLV HW Maintenance ACS32PT | 372 | 30% | 262.353
1YSLV-ACS48PT | 1 YR SLV HW Maintenance ACS48PT | 528 | 30% | 372.372
1YSLV-ACS4PT | 1 YR SLV HW Maintenance ACS4PT | 189 | 30% | 133.2922
1YSLV-ACS8PT | 1 YR SLV HW Maintenance ACS8PT | 247 | 30% | 174.1967
1YSLV-AV2 | 1Y SLV HW Maintenance | 179 | 30% | 126.2398
1YSLV-LCD | 1 YR SLV HW Maintenance LCD | 220 | 30% | 155.155
1YSLV-MPU1016 | 1 YR SLV HW Maintenance MPU1016 | 444 | 30% | 313.131
1YSLV-MPU108E | 1 YR SLV HW Maintenance MPU108E | 269 | 30% | 189.7122
1YSLV-MPU2016 | 1 YR SLV HW Maintenance MPU2016 | 580 | 30% | 409.045
1YSLV-MPU2032 | 1 YR SLV HW Maintenance MPU2032 | 655 | 30% | 461.9387
1YSLV-MPU4032 | 1 YR SLV HW Maintenance MPU4032 | 875 | 30% | 617.0938
1YSLV-MPU8032 | 1 YR SLV HW Maintenance MPU8032 | 1085 | 30% | 765.1963
1YSLV-SV | 1 YR SLV HW Maintenance SV | 99 | 30% | 69.8197
1YSLV-SVSC1200 | 1 YR SLV HW Maintenance SV Secure (SC620,SC840D,SC845D,SC840H,SC845H,SC840,SC845,SCKM140,SCKM145,SC920XD) | 118 | 30% | 83.2195
1YSLV-SVSC2000 | 1 YR SLV HW Maintenance SV Secure (SC340,SC380,C640,SC740,SC940,SC945,SC940H,SC945H,SC940D,SC945D,SC945XD) | 191 | 30% | 134.7028
1YSLV-SVSC3000 | 1 YR SLV HW Maintenance SV Secure (SC680,SC780,SC885,SC985) | 306 | 30% | 215.8065
201000G1 | Mounting Clipnuts and Screws 10-32 Thread (10 sets) | 25 | 30% | 17.6313
201000G2 | Mounting Clipnuts and Screws M6 Thread (10 sets) | 25 | 30% | 17.6313
201193G1L | Fixed Rail Kit for 19” wide racks, adjustable from 17.5” to 32.5” depth. (Identical to kit from Foundation Line) | 113 | 30% | 79.6933
202637G1 | Wall Mount – 24x12 Low Profile | 680 | 30% | 479.57
202637G2 | The Vertiv™ DWG Series is a 12U wall mount rack that secures and organizes network switches in closets and other locations with limited spaces. It accommodates switches and patch panels up to 26" deep. Adjustable depth front face 19" mounting rails (12U). | 1320 | 30% | 930.93
23-RM | 23in Conversion Mounting rPDU Brackets (PAIR) | 17 | 30% | 11.9893
27142VH | rPDU, Basic Standard, 20A, 120V, 1.9kW, Horizontal, (6) NEMA 5-20R, 10ft power cord with L5-20P, Black Powder Coat. | 207 | 30% | 145.9867
28008VH | rPDU, Basic Surge, 15A, 120V, 1.4kW, Vertical, (8) NEMA 5-15R, 10ft power cord with 5-15P, Black Powder Coat. | 184 | 30% | 129.766
28011VH | rPDU, Basic Surge, 20A, 120V, 1.9kW, Vertical, (8) NEMA 5-20R, 10ft power cord with 5-20P, Black Powder Coat. | 192 | 30% | 135.408
28012VH | rPDU, Basic Surge, 20A, 120V, 1.9kW, Vertical, (10) NEMA 5-20R, 10ft power cord with 5-20P, Black Powder Coat. | 219 | 30% | 154.4497
28013VH | rPDU, Basic Standard, 20A, 120V, 1.9kW, Horizontal/Vertical, (8) NEMA 5-20R, 10ft power cord with L5-20P, Black Powder Coat. | 188 | 30% | 132.587
28014VH | rPDU, Basic Standard, 20A, 120V, 1.9kW, Horizontal/Vertical, (8) NEMA 5-20R, 10ft power cord with L5-20P, Black Powder Coat. | 188 | 30% | 132.587
28015VH | rPDU, Basic Surge, 20A, 120V, 1.9kW, Horizontal/Vertical, (8) NEMA 5-20R, 10ft power cord with 5-20P, Black Powder Coat. | 189 | 30% | 133.2922
28038VH | rPDU, Basic Standard, 15A, 120V, 1.4kW, Vertical, (10) NEMA 5-15R, 10ft power cord with 5-15P, Black Powder Coat. | 168 | 30% | 118.482
28048VH | rPDU, Basic Standard, 15A, 120V, 1.4kW, Vertical, (8) NEMA 5-15R, 10ft power cord with 5-15P, Black Powder Coat. | 160 | 30% | 112.84
28053VH | rPDU, Basic Surge, 15A, 120V, 1.4kW, Vertical, (10) NEMA 5-15R, 10ft power cord with 5-15P, Black Powder Coat. | 193 | 30% | 136.1132
28054VH | rPDU, Basic Surge, 20A, 120V, 1.9kW, Vertical, (10) NEMA 5-20R, 10ft power cord with 5-20P, Black Powder Coat. | 211 | 30% | 148.8077
28070VH | rPDU, Basic Standard, 15A, 120V, 1.4kW, Vertical, (10) NEMA 5-15R, 10ft power cord with 5-15P, Black Powder Coat. | 168 | 30% | 118.482
28096VH | rPDU, Basic Surge, 15A, 120V, 1.4kW, Vertical, (8) NEMA 5-15R, 10ft power cord with 5-15P, Black Powder Coat. | 184 | 30% | 129.766
28100VH | rPDU, Basic Standard, 20A, 120V, 1.9kW, Vertical, (20) NEMA 5-20R, 10ft power cord with L5-20P, Black Powder Coat. | 276 | 30% | 194.649
28101VH | rPDU, Basic Standard, 15A, 120V, 1.4kW, Vertical, (8) NEMA 5-15R, 10ft power cord with 5-15P, Black Powder Coat. | 160 | 30% | 112.84
28107VH | rPDU, Basic Standard, 20A, 120V, 1.9kW, Vertical, (10) NEMA 5-20R, 10ft power cord with 5-20P, Black Powder Coat. | 188 | 30% | 132.587
28128VH | rPDU, Basic Standard, 20A, 120V, 1.9kW, Vertical, (10) NEMA 5-20R, 10ft power cord with L5-20P, Black Powder Coat. | 202 | 30% | 142.4605
28145VH | rPDU, Basic Surge, 20A, 120V, 1.9kW, Vertical, (20) NEMA 5-20R, 10ft power cord with 5-20P, Black Powder Coat. | 301 | 30% | 212.2802
28153VH | rPDU, Basic Surge, 20A, 120V, 1.9kW, Horizontal, (10) NEMA 5-20R, 10ft power cord with L5-20P, Black Powder Coat. | 294 | 30% | 207.3435
28158VH | rPDU, Basic Surge, 20A, 120V, 1.9kW, Vertical, (20) NEMA 5-20R, 10ft power cord with 5-20P, Black Powder Coat. | 301 | 30% | 212.2802
29047VH | rPDU, Basic Standard, 15A, 120V, 1.4kW, Horizontal, (10) NEMA 5-15R, 10ft power cord with 5-15P, Black Powder Coat. | 137 | 30% | 96.6192
29058VH | rPDU, Metered Standard, 15A, 120V, 1.4kW, Horizontal, (10) NEMA 5-15R, 10ft power cord with 5-15P, Black Powder Coat. | 260 | 30% | 183.365
29059VH | rPDU, Metered Standard, 20A, 120V, 1.9kW, Horizontal, (10) NEMA 5-20R, 10ft power cord with 5-20P, Black Powder Coat. | 412 | 30% | 290.563
29060VH | rPDU, Metered Surge, 20A, 120V, 1.9kW, Horizontal, (10) NEMA 5-20R, 10ft power cord with 5-20P, Black Powder Coat. | 443 | 30% | 312.4257
29061VH | rPDU, Metered Standard, 20A, 120V, 1.9kW, Horizontal, (10) NEMA 5-20R, 10ft power cord with 5-20P, Black Powder Coat. | 412 | 30% | 290.563
29062VH | rPDU, Metered Standard, 20A, 120V, 1.9kW, Horizontal, (10) NEMA 5-20R, 10ft power cord with L5-20P, Black Powder Coat. | 426 | 30% | 300.4365
29063VH | rPDU, Metered Standard, 15A, 120V, 1.4kW, Horizontal, (10) NEMA 5-15R, 10ft power cord with 5-15P, Black Powder Coat. | 260 | 30% | 183.365
29072VH | rPDU, Metered Surge, 20A, 120V, 1.9kW, Horizontal, (10) NEMA 5-20R, 10ft power cord with L5-20P, Black Powder Coat. | 457 | 30% | 322.2992
29079VH | rPDU, Basic Surge, 15A, 120V, 1.4kW, Horizontal, (10) NEMA 5-15R, 10ft power cord with 5-15P, Black Powder Coat. | 175 | 30% | 123.4187
29081VH | rPDU, Metered Surge, 20A, 120V, 1.9kW, Horizontal, (10) NEMA 5-20R, 10ft power cord with L5-20P, Black Powder Coat. | 457 | 30% | 322.2992
29095VH | rPDU, Basic Surge, 15A, 120V, 1.4kW, Horizontal, (8) NEMA 5-15R, 10ft power cord with 5-15P, Black Powder Coat. | 233 | 30% | 164.3233
2POSTRMKIT | Two-post telecom rack mounting kit - for 2U rack mounting UPS/EBC - 4 pieces | 254 | 30% | 179.1335
2POSTRMKITVRC | 2-Post Rack Mounting Kit for VRC Split and Self-Contained | 380 | 30% | 267.995
2UTELECOMRKIT | Center Mount brackets for 19" wide telecom/relay racks | 99 | 30% | 69.8197
2WAP10KWL | CRV 10kW 2nd Yr Parts w/Comp | 1339 | 30% | 944.3297
2WEGXT-1000120 | 2 Year Extended Warranty for Liebert GXT5 1000VA 120V UPS | 204 | 30% | 143.871
2WEGXT-10KHV | 2 Year Extended Warranty for GXT5-10KHVRT5UXLN | 1856 | 30% | 1308.944
2WEGXT-10KMV | 2 Year Extended Warranty for GXT5-10KMVRT6UXLN | 2080 | 30% | 1466.92
2WEGXT-10KPD5 | 2 Year Extended Warranty for 8-10kVA Liebert GXT5 Micro PODS | 238 | 30% | 167.8495
2WEGXT-144VBATT | 2 Year Extended Warranty for GXT5-EBC144VRT2U | 738 | 30% | 520.4745
2WEGXT-1500120 | 2 Year Extended Warranty for Liebert GXT5 1500VA 120V UPS | 257 | 30% | 181.2492
2WEGXT-15KMV | GXT5 15kVA 2-Year Extended Warranty | 3093 | 30% | 2181.3383
2WEGXT-192VBATT | 2 Year Extended Warranty for GXT5-EBC192VRT3U | 1146 | 30% | 808.2165
2WEGXT-2000120 | 2 Year Extended Warranty for Liebert GXT5 2000VA 120V UPS | 318 | 30% | 224.2695
2WEGXT-20KMV | GXT5 20kVA 2-Year Extended Warranty | 3403 | 30% | 2399.9657
2WEGXT-288VBATT | 2 Year Extended Warranty for GXT5-EBC288VRT4U | 2002 | 30% | 1411.9105
2WEGXT-3000120 | 2 Year Extended Warranty for Liebert GXT5 3000VA 120V UPS | 436 | 30% | 307.489
2WEGXT-36VBATT | 2 Year Extended Warranty for Liebert GXT5 36V External Battery Cabinet | 359 | 30% | 253.1848
2WEGXT-3KL620 | 2 Year Extended Warranty for GXT5-3KL620RT2UXL | 480 | 30% | 338.52
2WEGXT-3KL630 | 2 Year Extended Warranty for GXT5-3KL630RT2UXL | 480 | 30% | 338.52
2WEGXT-48VBATT | 2 Year Extended Warranty for Liebert GXT5 48V External Battery Cabinet | 389 | 30% | 274.3422
2WEGXT-500120 | 2 Year Extended Warranty for Liebert GXT5 500VA 120V UPS | 145 | 30% | 102.2613
2WEGXT-5KHV | 2 Year Extended Warranty for GXT5-5000HVRT5UXLN | 1105 | 30% | 779.3013
2WEGXT-5KMV | 2 Year Extended Warranty for GXT5-5000MVRT4UXLN | 1105 | 30% | 779.3013
2WEGXT-6KL630 | 2 Year Extended Warranty for GXT5-6KL630RT5UXLN | 1278 | 30% | 901.3095
2WEGXT-6KMV | 2 Year Extended Warranty for GXT5-6000MVRT4UXLN | 1158 | 30% | 816.6795
2WEGXT-6KPD5 | 2 Year Extended Warranty for up to 6kVA Liebert GXT5 Micro PODS | 238 | 30% | 167.8495
2WEGXT-72VBATT | 2 Year Extended Warranty for Liebert GXT5 72V External Battery Cabinet | 492 | 30% | 346.983
2WEGXT-750120 | 2 Year Extended Warranty for Liebert GXT5 700VA 120V UPS | 159 | 30% | 112.1348
2WEGXT-8KHV | 2 Year Extended Warranty for GXT5-8000HVRT5UXLN | 1595 | 30% | 1124.8737
2WEGXT-8KMV | 2 Year Extended Warranty for GXT5-8000MVRT6UXLN | 1948 | 30% | 1373.827
2YGLD-ACS16PT | 2 YR GLD HW Maintenance ACS16PT | 641 | 30% | 452.0652
2YGLD-ACS32PT | 2 YR GLD HW Maintenance ACS32PT | 796 | 30% | 561.379
2YGLD-ACS48PT | 2 YR GLD HW Maintenance ACS48PT | 1124 | 30% | 792.701
2YGLD-ACS4PT | 2 YR GLD HW Maintenance ACS4PT | 400 | 30% | 282.1
2YGLD-ACS8PT | 2 YR GLD HW Maintenance ACS8PT | 526 | 30% | 370.9615
2YGLD-AV2 | 2Y GLD HW Maintenance | 381 | 30% | 268.7002
2YGLD-HMX1 | 2 YR GLD HW Maintenance HMX1 (5100) | 279 | 30% | 196.7647
2YGLD-HMX2 | 2 YR GLD HW Maintenance HMX2 (5200,6200) | 371 | 30% | 261.6478
2YGLD-HMX3 | 2 YR GLD HW Maintenance HMX3 (8000) | 625 | 30% | 440.7812
2YGLD-HMXMGR | 2 YR GLD HW Maintenance HMXMGR | 1315 | 30% | 927.4037
2YGLD-LV | 2 YR GLD HW Maintenance LV | 258 | 30% | 181.9545
2YGLD-MPU1016 | 2 YR GLD HW Maintenance MPU1016 | 943 | 30% | 665.0507
2YGLD-MPU108E | 2 YR GLD HW Maintenance MPU108E | 567 | 30% | 399.8768
2YGLD-MPU2016 | 2 YR GLD HW Maintenance MPU2016 | 1235 | 30% | 870.9838
2YGLD-MPU2032 | 2 YR GLD HW Maintenance MPU2032 | 1393 | 30% | 982.4132
2YGLD-MPU4032 | 2 YR GLD HW Maintenance MPU4032 | 1869 | 30% | 1318.1123
2YGLD-MPU8032 | 2 YR GLD HW Maintenance MPU8032 | 2319 | 30% | 1635.4748
2YGLD-MXR | 2 YR GLD HW Maintenance MXR | 297 | 30% | 209.4592
2YGLD-MXT | 2 YR GLD HW Maintenance MXT | 242 | 30% | 170.6705
2YGLD-SV | 2 YR GLD HW Maintenance SV | 208 | 30% | 146.692
2YGLD-SVSC1200 | 2 YR GLD HW Maintenance SV Secure (SC620,SC840D,SC845D,SC840H,SC845H,SC840,SC845,SCKM140,SCKM145,SC920XD) | 248 | 30% | 174.902
2YGLD-SVSC2000 | 2 YR GLD HW Maintenance SV Secure (SC340,SC380,SC640,SC740,SC940,SC945,SC940H,SC945H,SC940D,SC945D,SC945XD) | 402 | 30% | 283.5105
2YGLD-SVSC3000 | 2 YR GLD HW Maintenance SV Secure (SC680, SC780) | 651 | 30% | 459.1178
2YSLV-ACS16PT | 2 YR SLV HW Maintenance ACS16PT | 428 | 30% | 301.847
2YSLV-ACS32PT | 2 YR SLV HW Maintenance ACS32PT | 533 | 30% | 375.8982
2YSLV-ACS48PT | 2 YR SLV HW Maintenance ACS48PT | 751 | 30% | 529.6427
2YSLV-ACS4PT | 2 YR SLV HW Maintenance ACS4PT | 269 | 30% | 189.7122
2YSLV-ACS8PT | 2 YR SLV HW Maintenance ACS8PT | 350 | 30% | 246.8375
2YSLV-AV2 | 2Y SLV HW Maintenance | 255 | 30% | 179.8388
2YSLV-MPU1016 | 2 YR SLV HW Maintenance MPU1016 | 631 | 30% | 445.0128
2YSLV-MPU108E | 2 YR SLV HW Maintenance MPU108E | 381 | 30% | 268.7002
2YSLV-MPU2016 | 2 YR SLV HW Maintenance MPU2016 | 823 | 30% | 580.4207
2YSLV-MPU2032 | 2 YR SLV HW Maintenance MPU2032 | 931 | 30% | 656.5878
2YSLV-MPU4032 | 2 YR SLV HW Maintenance MPU4032 | 1247 | 30% | 879.4468
2YSLV-MPU8032 | 2 YR SLV HW Maintenance MPU8032 | 1547 | 30% | 1091.0217
2YSLV-SV | 2 YR SLV HW Maintenance SV | 138 | 30% | 97.3245
2YSLV-SVSC1200 | 2 YR SLV HW Maintenance SV Secure (SC620,SC840D,SC845D,SC840H,SC845H,SC840,SC845,SCKM140,SCKM145,SC920XD) | 166 | 30% | 117.0715
2YSLV-SVSC2000 | 2 YR SLV HW Maintenance SV Secure (SC340,SC380,SC640,SC740,SC940,SC945,SC940H,SC945H,SC940D,SC945D,SC945XD) | 270 | 30% | 190.4175
2YSLV-SVSC3000 | 2 YR SLV HW Maintenance SV Secure(SC680,SC780,SC885,SC985) | 437 | 30% | 308.1943
30203VH | rPDU, Basic Standard, 15A, 120V, 1.4kW, Horizontal, (6) NEMA 5-15R, 10ft power cord with 5-15P, Black Powder Coat. | 127 | 30% | 89.5667
3WAP10KWL | CRV 10kW 3rd Yr Parts w/Comp | 1838 | 30% | 1296.2495
3WEGXT4-10KPOD | 3 year extended warranty for POD, PD2-101 to PD2-202 | 247 | 30% | 174.1967
3WEGXT4-144VBAT | 3 Year Ext Warranty For GXT4-144VBATT | 805 | 30% | 567.7263
3WEGXT4-240VBAT | 3 Year Ext Warranty For GXT4-240VBATT | 1250 | 30% | 881.5625
3WEGXT4-288VBAT | 3 Year Ext Warranty For GXT4-288VBATT | 2184 | 30% | 1540.266
3WEGXT4-48VBATT | 3 Year Ext Warranty For GXT4-48VBATT | 503 | 30% | 354.7407
3WEGXT4-72VBATT | 3 Year Ext Warranty For GXT4-72VBATT | 619 | 30% | 436.5497
3WEITA2-08K208 | 3 Yr Ext Warranty ITA2 8kVA | 2010 | 30% | 1417.5525
3WEITA2-10K208 | 3 Yr Ext Warranty ITA2 10kVA | 2144 | 30% | 1512.056
3WEITA2-3PHPOD | 3 Yr Ext Warranty 3-PH POD | 268 | 30% | 189.007
3WEITA2-EBC | 3 Yr Ext Warranty ITA2 EBC | 2144 | 30% | 1512.056
3WEITA2-MBC | 3 Yr Ext Warranty ITA2 MBC | 1925 | 30% | 1357.6063
3WEMICROPOD | All MicroPOD Models for 3 year additional | 118 | 30% | 83.2195
3WEPSA5-1000120 | Liebert PSA5 1000VA/600W/120V 3 Year Extended Warranty | 183 | 30% | 129.0608
3WEPSA5-1500120 | Liebert PSA5 1500VA/900W/120V 3 Year Extended Warranty | 231 | 30% | 162.9127
3WEPSA5-500120 | Liebert PSA5 500VA/300W/120V 3 Year Extended Warranty | 111 | 30% | 78.2827
3WEPSA5-700120 | Liebert PSA5 700VA/420W/120V 3 Year Extended Warranty | 135 | 30% | 95.2088
3WEPSI5-1000 | 3yr extended warranty for 1000VA PSI5 | 198 | 30% | 139.6395
3WEPSI5-1100 | 3yr extended warranty for PSI5-1100RT120 | 172 | 30% | 121.303
3WEPSI5-1500 | 3yr extended warranty for PSI5-1500RT120 | 177 | 30% | 124.8293
3WEPSI5-2200 | 3yr extended warranty for PSI5-2200RT120 | 270 | 30% | 190.4175
3WEPSI5-24VBATT | 3yr extended warranty for PSI5-24VBATT | 234 | 30% | 165.0285
3WEPSI5-3000 | 3yr extended warranty for PSI5-3000RT120 | 437 | 30% | 308.1943
3WEPSI5-48VBATT | 3yr extended warranty for PSI5-48VBATT | 265 | 30% | 186.8913
3WEPSI5-5000 | 3yr extended warranty for PSI5-5000RT208 | 673 | 30% | 474.6332
3WEPSI5-72VBATT | 3yr extended warranty for PSI5-72VBATT | 380 | 30% | 267.995
3WEPSI5-750 | 3yr extended warranty for 750VA PSI5 | 95 | 30% | 66.9988
3WEPSI5-800 | 3yr extended warranty for PSI5-800RT120 | 161 | 30% | 113.5452
3WEPSRT3-24VBXR | Ext. Battery Cab. PSRT3-24VBXR 3 Year Ext Warranty | 252 | 30% | 177.723
3WEPSRT3-48VBXR | Ext. Battery Cab. PSRT3-48VBXR 3 Year Ext Warranty | 252 | 30% | 177.723
3WEPST5-350120 | Liebert PST5 350VA/20W/120V 3 Year Extended Warranty | 61 | 30% | 43.0202
3WEPST5-500120 | Liebert PST5 500VA/300W/120V 3 Year Extended Warranty | 85 | 30% | 59.9462
3WEPST5-660120 | Liebert PST5 660VA/400W/120V 3 Year Extended Warranty | 111 | 30% | 78.2827
3WEPST5-850120 | Liebert PST5 850VA/500W/120V 3 Year Extended Warranty | 129 | 30% | 90.9772
3WPC-VRCSS | 3rd Yr Parts Warranty with replacement labor | 1206 | 30% | 850.5315
-48VDCPS | -48VDC Power Supply | 185.9 | 30% | 131.106
4UTELECOMRKIT | Center Mount brackets for 19" wide telecom/relay racks | 115 | 30% | 81.1038
4WPC-VRCSS | 4th Yr Parts Warranty with replacement labor | 1929 | 30% | 1360.4272
4YGLD-ACS16PT | 4 YR GLD HW Maintenance ACS16PT | 854 | 30% | 602.2835
4YGLD-ACS32PT | 4 YR GLD HW Maintenance ACS32PT | 1058 | 30% | 746.1545
4YGLD-ACS48PT | 4 YR GLD HW Maintenance ACS48PT | 1498 | 30% | 1056.4645
4YGLD-ACS4PT | 4 YR GLD HW Maintenance ACS4PT | 533 | 30% | 375.8982
4YGLD-ACS8PT | 4 YR GLD HW Maintenance ACS8PT | 698 | 30% | 492.2645
4YGLD-AV2 | 4Y GLD HW Maintenance | 506 | 30% | 356.8565
4YGLD-LCD | 4 YR GLD HW Maintenance LCD | 621 | 30% | 437.9603
4YGLD-LV | 4 YR GLD HW Maintenance LV | 344 | 30% | 242.606
4YGLD-MPU1016 | 4 YR GLD HW Maintenance MPU1016 | 1257 | 30% | 886.4993
4YGLD-MPU108E | 4 YR GLD HW Maintenance MPU108E | 755 | 30% | 532.4638
4YGLD-MPU2016 | 4 YR GLD HW Maintenance MPU2016 | 1645 | 30% | 1160.1363
4YGLD-MPU2032 | 4 YR GLD HW Maintenance MPU2032 | 1856 | 30% | 1308.944
4YGLD-MPU4032 | 4 YR GLD HW Maintenance MPU4032 | 2491 | 30% | 1756.7777
4YGLD-MPU8032 | 4 YR GLD HW Maintenance MPU8032 | 3090 | 30% | 2179.2225
4YGLD-SV | 4 YR GLD HW Maintenance SV | 274 | 30% | 193.2385
4YGLD-SVSC1200 | 4 YR GLD HW Maintenance SV Secure (SC620,SC840D,SC845D,SC840H,SC845H,SC840,SC845,SCKM140,SCKM145,SC920XD) | 330 | 30% | 232.7325
4YGLD-SVSC2000 | 4 YR GLD HW Maintenance SV Secure (SC340, SC380, SC640, SC740,SC945XD) | 537 | 30% | 378.7192
4YGLD-SVSC3000 | 4 YR GLD HW Maintenance SV Secure (SC680,SC780,SC885,SC985) | 869 | 30% | 612.8623
4YSLV-ACS16PT | 4 YR SLV HW Maintenance ACS16PT | 641 | 30% | 452.0652
4YSLV-ACS32PT | 4 YR SLV HW Maintenance ACS32PT | 796 | 30% | 561.379
4YSLV-ACS48PT | 4 YR SLV HW Maintenance ACS48PT | 1124 | 30% | 792.701
4YSLV-ACS4PT | 4 YR SLV HW Maintenance ACS4PT | 400 | 30% | 282.1
4YSLV-ACS8PT | 4 YR SLV HW Maintenance ACS8PT | 526 | 30% | 370.9615
4YSLV-AV2 | 4Y SLV HW Maintenance | 381 | 30% | 268.7002
4YSLV-LCD | 4 YR SLV HW Maintenance LCD | 466 | 30% | 328.6465
4YSLV-MPU1016 | 4 YR SLV HW Maintenance MPU1016 | 943 | 30% | 665.0507
4YSLV-MPU108E | 4 YR SLV HW Maintenance MPU108E | 567 | 30% | 399.8768
4YSLV-MPU2016 | 4 YR SLV HW Maintenance MPU2016 | 1235 | 30% | 870.9838
4YSLV-MPU2032 | 4 YR SLV HW Maintenance MPU2032 | 1393 | 30% | 982.4132
4YSLV-MPU4032 | 4 YR SLV HW Maintenance MPU4032 | 1869 | 30% | 1318.1123
4YSLV-MPU8032 | 4 YR SLV HW Maintenance MPU8032 | 2319 | 30% | 1635.4748
4YSLV-SV | 4 YR SLV HW Maintenance SV | 208 | 30% | 146.692
4YSLV-SVSC1200 | 4 YR SLV HW Maintenance SV Secure(SC620,SC840D,SC845D,SC840H,SC845H,SC840,SC845,SCKM140,SCKM145,SC920XD) | 249 | 30% | 175.6072
4YSLV-SVSC2000 | 4 YR SLV HW Maintenance SV Secure (SC340,SC380,SC640,SC740,SC945XD) | 402 | 30% | 283.5105
4YSLV-SVSC3000 | 4 YR SLV HW Maintenance SV Secure (SC680,SC780,SC885,SC985) | 654 | 30% | 461.2335
5-20R2KIT | NEMA 5-20R2 Receptacle Kit (T-Slot) | 125 | 30% | 88.1562
535809G1 | 19” 1U Telescopic Shelf | 489 | 30% | 344.8672
542190G1L | 1U METAL BLANKING PANEL WITH BRUSH STRIP KIT OF 2 | 209 | 30% | 147.3972
542777G1L | KIT SUPPORT RAIL FOR DCM | 153 | 30% | 107.9032
546058G1L | DOOR HANDLE 1 EA | 44 | 30% | 31.031
548784P1 | 19” 1U Horizontal Cable Manager | 76 | 30% | 53.599
548785P1 | 19” 2U Horizontal Cable Manager | 90 | 30% | 63.4725
5WPC-VRCSS | 5th Yr Parts Warranty with replacement labor | 3087 | 30% | 2177.1067
6030VH | RJ12 50ft Patch Cord | 60.5 | 30% | 42.6676
6036VH | Power Cord, C13 to C14 connector, 6ft | 28 | 30% | 19.747
6-15R2-208KIT | NEMA 6-15R2, 208V Only, Receptacle Kit | 175 | 30% | 123.4187
6-15R2-240KIT | NEMA 6-15R2, 240V Only, Receptacle Kit | 175 | 30% | 123.4187
7349VH | IEC Cord Set, 5ft 6in 16/3 SJT Black cord set, 5-15P to C13 | 29 | 30% | 20.4522
7759-12 | Pack of 12 IEC C13 Retaining Clips | 20 | 30% | 14.105
7938BK | Vertical rPDU Bracket Kit - Includes (2) 7938 Brackets and mounting hardware | 15 | 30% | 10.5788
8124VH | IEC Cord Set 8ft 2in 12/3 SJT Black cord set, L6-20P to C19 | 64 | 30% | 45.136
8128VH | IEC Cord Set, 9ft 9in 12/3 SJT Black cord set, C20 to C19 | 63 | 30% | 44.4307
8129VH | IEC Cord Set, 3ft 3in 18/3 SJT Black cord set, C14 to C13 | 13 | 30% | 9.1683
8153VH | 70in Vertical rPDU Bracket | 28 | 30% | 19.747
8954-6 | 6 Clip Pack - IEC C19 Retaining Clips | 14 | 30% | 9.8735
9083C | Vertical rPDU Bracket Top Clip | 6 | 30% | 4.2315
9084C | Vertical rPDU Bracket Bottom Clip | 6 | 30% | 4.2315
9091VH | C13 - IEC Plug Shield | 8 | 30% | 5.642
A2D-10 | Analog to digital converter providing the ability to connect a dry contact or 0-10V sensor to an RJ12 sensor port. Includes a 10ft / 3m cable. | 111.1 | 30% | 78.3533
A2D-50 | Analog to digital converter providing the ability to connect a dry contact or 0-10V sensor to an RJ12 sensor port. Includes a 50ft / 15.2m cable. | 158.4 | 30% | 111.7116
ACS8008-LN-DAC-400 | 8 Port ACS8000, 4G/LTE NA, Dual AC, TAA | 5084 | 30% | 3585.491
ACS8008MDAC-400 | 8-Port ACS8000 Console System with dual AC Power Supply and Analog Modem | 4183 | 30% | 2950.0608
ACS8008-NA-DAC-400 | 8 Port ACS8000, 4G/LTE NA2, DualAC, TAA | 5084 | 30% | 3585.491
ACS8008SAC-400 | 8-Port ACS8000 Console System with single AC Power Supply | 2414 | 30% | 1702.4735
ACS8008SDC-400 | 8-Port ACS8000 Console System with single DC Power Supply | 2876 | 30% | 2028.299
ACS8016DAC-400 | 16-Port ACS8000 Console System with dual AC Power Supply | 5309 | 30% | 3744.1723
ACS8016-LN-DAC-400 | 16 Port ACS8000, 4G/LTE NA, Dual AC, TAA | 6210 | 30% | 4379.6025
ACS8016MDAC-400 | 16-Port ACS8000 Console System with dual AC Power Supply and Analog Modem | 5309 | 30% | 3744.1723
ACS8016-NA-DAC-400 | 16 Port ACS8000, 4G/LTE NA2, DualAC, TAA | 6210 | 30% | 4379.6025
ACS8016SAC-400 | 16-Port ACS8000 Console System with single AC Power Supply | 3056 | 30% | 2155.244
ACS8016SDC-400 | 16-Port ACS8000 Console System with single DC Power Supply | 3641 | 30% | 2567.8153
ACS8032-LN-DAC-400 | 32 Port ACS8000, 4G/LTE NA, Dual AC, TAA | 7335 | 30% | 5173.0087
ACS8032MDAC-400 | 32-Port ACS8000 Console System with dual AC Power Supply and Analog Modem | 6434 | 30% | 4537.5785
ACS8032MDDC-400 | 32-Port ACS8000 Console System with dual DC Power Supply and Analog Modem | 7077 | 30% | 4991.0543
ACS8032-NA-DAC-400 | 32 Port ACS8000, 4G/LTE NA2, DualAC, TAA | 7335 | 30% | 5173.0087
ACS8032SAC-400 | 32-Port ACS8000 Console System with single AC Power Supply | 4504 | 30% | 3176.446
ACS8048DAC-400 | 48-Port ACS8000 Console System with dual AC Power Supply | 7720 | 30% | 5444.53
ACS8048-LN-DAC-400 | 48 Port ACS8000, 4G/LTE NA, Dual AC, TAA | 8621 | 30% | 6079.9603
ACS8048MDAC-400 | 48-Port ACS8000 Console System with dual AC Power Supply and Analog Modem | 7720 | 30% | 5444.53
ACS8048MDDC-400 | 48-Port ACS8000 Console System with dual DC Power Supply and Analog Modem | 8558 | 30% | 6035.5295
ACS8048-NA-DAC-400 | 48 Port ACS8000, 4G/LTE NA2, DualAC, TAA | 8621 | 30% | 6079.9603
ACS8048SAC-400 | 48-Port ACS8000 Console System with single AC Power Supply | 6434 | 30% | 4537.5785
ACS804MEAC-400 | 4-Port ACS800 Serial Console with analog modem, external AC/DC Power Brick - Global Datacenter PDU Power Cord | 962 | 30% | 678.4505
ADB0036 | RJ45 to DB9F cross converter | 20 | 30% | 14.105
ADB0037 | RJ45 to DB9M cross converter | 20 | 30% | 14.105
ADB0039 | RJ45 to RJ45 Sun/Cisco cross converter | 20 | 30% | 14.105
ADB0040 | RJ45 to RJ45 Rackable converter | 20 | 30% | 14.105
ADB0045 | SX 550m multi mode SFP fiber transceiver | 185 | 30% | 130.4712
ADB0047 | LX/LH 10km single SFP fiber transceiver | 343 | 30% | 241.9008
ADB0049 | RMPSU 12V to 5V 9ft | 171 | 30% | 120.5977
ADB0200 | RJ45 to DB9F s/t converter | 20 | 30% | 14.105
ADB0210 | RJ45 to DB9M s/t converter | 20 | 30% | 14.105
ADB0211 | USB to PS2 converter for use with HMX, AMX, Matrix | 220 | 30% | 155.155
AD-RB | Rack Beacon | 110 | 30% | 77.5775
AD-S | Smoke sensor | 240 | 30% | 169.26
AD-SUSBC | Stationary USB camera | 330 | 30% | 232.7325
AD-TPUSBC | TILT & PAN USB CAMERA | 440 | 30% | 310.31
ADX-1YGLD-IPUHD | Vertiv Avocent ADX IPUHD 1yr GLD HW Maintenance | 242 | 30% | 170.6705
ADX-1YGLD-MP1000 | Vertiv Avocent ADX MP1000 1yr GLD HW Maintenance | 2062 | 30% | 1454.2255
ADX-1YGLD-RM1048P | Vertiv Avocent ADX RM1048P 1yr GLD HW Maintenance | 2170 | 30% | 1530.3925
ADX-1YSLV-IPUHD | Vertiv Avocent ADX IPUHD 1yr SLV HW Maintenance | 142 | 30% | 100.1455
ADX-1YSLV-MP1000 | Vertiv Avocent ADX MP1000 1yr SLV HW Maintenance | 1204 | 30% | 849.121
ADX-1YSLV-RM1048P | Vertiv Avocent ADX RM1048P 1yr SLV HW Maintenance | 1268 | 30% | 894.257
ADX-2YGLD-IPUHD | Vertiv Avocent ADX IPUHD 2yr GLD HW Maintenance | 300 | 30% | 211.575
ADX-2YGLD-MP1000 | Vertiv Avocent ADX MP1000 2yr GLD HW Maintenance | 2576 | 30% | 1816.724
ADX-2YGLD-RM1048P | Vertiv Avocent ADX RM1048P 2yr GLD HW Maintenance | 2709 | 30% | 1910.5222
ADX-2YSLV-IPUHD | Vertiv Avocent ADX IPUHD 2yr SLV HW Maintenance | 202 | 30% | 142.4605
ADX-2YSLV-MP1000 | Vertiv Avocent ADX MP1000 2yr SLV HW Maintenance | 1718 | 30% | 1211.6195
ADX-2YSLV-RM1048P | Vertiv Avocent ADX RM1048P 2yr SLV HW Maintenance | 1807 | 30% | 1274.3867
ADX-4YGLD-IPUHD | Vertiv Avocent ADX IPUHD 4yr GLD HW Maintenance | 400 | 30% | 282.1
ADX-4YGLD-MP1000 | Vertiv Avocent ADX MP1000 4yr GLD HW Maintenance | 3432 | 30% | 2420.418
ADX-4YGLD-RM1048P | Vertiv Avocent ADX RM1048P 4yr GLD HW Maintenance | 3611 | 30% | 2546.6577
ADX-4YSLV-IPUHD | Vertiv Avocent ADX IPUHD 4yr SLV HW Maintenance | 300 | 30% | 211.575
ADX-4YSLV-MP1000 | Vertiv Avocent ADX MP1000 4yr SLV HW Maintenance | 2576 | 30% | 1816.724
ADX-4YSLV-RM1048P | Vertiv Avocent ADX RM1048P 4yr SLV HW Maintenance | 2709 | 30% | 1910.5222
ADX-DP-400 | Vertiv Avocent ADX 4K Display Port Adapter | 213 | 30% | 150.2183
ADX-HDMI-400 | Vertiv Avocent ADX 4K HDMI Adapter | 213 | 30% | 150.2183
ADX-IPIQ-400 | Vertiv Avocent ADX IPIQ IP KVM device | 376 | 30% | 265.174
ADX-IPPS | Vertiv Avocent ADX Power Supply for IP modules | 241 | 30% | 169.9652
ADX-IPUHD-400 | Vertiv Avocent ADX IPUHD 4K IP KVM device | 1445 | 30% | 1019.0862
ADX-MINIDP-400 | Vertiv Avocent ADX 4K Mini Display Port Adapter | 213 | 30% | 150.2183
ADX-MP1000DAC-400 | Vertiv Avocent ADX Management Platform | 12458 | 30% | 8786.0045
ADX-MP-LIC-1000-1YGLD | Vertiv Avocent ADX MP1000 1000 license 1yr GLD | 8775 | 30% | 6188.5688
ADX-MP-LIC-1000-1YSLV | Vertiv Avocent ADX MP1000 1000 license 1yr SLV | 7130 | 30% | 5028.4325
ADX-MP-LIC-1000-2YGLD | Vertiv Avocent ADX MP1000 1000 license 2yr GLD | 14477 | 30% | 10209.9042
ADX-MP-LIC-1000-2YSLV | Vertiv Avocent ADX MP1000 1000 license 2yr SLV | 12832 | 30% | 9049.768
ADX-MP-LIC-100-1YGLD | Vertiv Avocent ADX MP1000 100 license 1yr GLD | 2606 | 30% | 1837.8815
ADX-MP-LIC-100-1YSLV | Vertiv Avocent ADX MP1000 100 license 1yr SLV | 2059 | 30% | 1452.1098
ADX-MP-LIC-100-2YGLD | Vertiv Avocent ADX MP1000 100 license 2yr GLD | 4251 | 30% | 2998.0177
ADX-MP-LIC-100-2YSLV | Vertiv Avocent ADX MP1000 100 license 2yr SLV | 3703 | 30% | 2611.5408
ADX-MP-LIC-2500-1YGLD | Vertiv Avocent ADX MP1000 2500 license 1yr GLD | 10556 | 30% | 7444.619
ADX-MP-LIC-2500-1YSLV | Vertiv Avocent ADX MP1000 2500 license 1yr SLV | 8912 | 30% | 6285.188
ADX-MP-LIC-2500-2YGLD | Vertiv Avocent ADX MP1000 2500 license 2yr GLD | 17684 | 30% | 12471.641
ADX-MP-LIC-2500-2YSLV | Vertiv Avocent ADX MP1000 2500 license 2yr SLV | 16040 | 30% | 11312.21
ADX-MP-LIC-250-1YGLD | Vertiv Avocent ADX MP1000 250 license 1yr GLD | 4251 | 30% | 2998.0177
ADX-MP-LIC-250-1YSLV | Vertiv Avocent ADX MP1000 250 license 1yr SLV | 3703 | 30% | 2611.5408
ADX-MP-LIC-250-2YGLD | Vertiv Avocent ADX MP1000 250 license 2yr GLD | 7213 | 30% | 5086.9682
ADX-MP-LIC-250-2YSLV | Vertiv Avocent ADX MP1000 250 license 2yr SLV | 6665 | 30% | 4700.4913
ADX-MP-LIC-5000-1YGLD | Vertiv Avocent ADX MP1000 5000 license 1yr GLD | 13983 | 30% | 9861.5107
ADX-MP-LIC-5000-1YSLV | Vertiv Avocent ADX MP1000 5000 license 1yr SLV | 12339 | 30% | 8702.0797
ADX-MP-LIC-5000-2YGLD | Vertiv Avocent ADX MP1000 5000 license 2yr GLD | 23853 | 30% | 16822.3282
ADX-MP-LIC-5000-2YSLV | Vertiv Avocent ADX MP1000 5000 license 2yr SLV | 22208 | 30% | 15662.192
ADX-MP-LIC-500-1YGLD | Vertiv Avocent ADX MP1000 500 license 1yr GLD | 5211 | 30% | 3675.0577
ADX-MP-LIC-500-1YSLV | Vertiv Avocent ADX MP1000 500 license 1yr SLV | 4389 | 30% | 3095.3422
ADX-MP-LIC-500-2YGLD | Vertiv Avocent ADX MP1000 500 license 2yr GLD | 8721 | 30% | 6150.4853
ADX-MP-LIC-500-2YSLV | Vertiv Avocent ADX MP1000 500 license 2yr SLV | 7900 | 30% | 5571.475
ADX-MP-LIC-50-1YGLD | Vertiv Avocent ADX MP1000 50 license 1yr GLD | 1921 | 30% | 1354.7852
ADX-MP-LIC-50-1YSLV | Vertiv Avocent ADX MP1000 50 license 1yr SLV | 1372 | 30% | 967.603
ADX-MP-LIC-50-2YGLD | Vertiv Avocent ADX MP1000 50 license 2yr GLD | 3018 | 30% | 2128.4445
ADX-MP-LIC-50-2YSLV | Vertiv Avocent ADX MP1000 50 license 2yr SLV | 2470 | 30% | 1741.9675
ADX-MP-LIC-750-1YGLD | Vertiv Avocent ADX MP1000 750 license 1yr GLD | 6992 | 30% | 4931.108
ADX-MP-LIC-750-1YSLV | Vertiv Avocent ADX MP1000 750 license 1yr SLV | 6170 | 30% | 4351.3925
ADX-MP-LIC-750-2YGLD | Vertiv Avocent ADX MP1000 750 license 2yr GLD | 11928 | 30% | 8412.222
ADX-MP-LIC-750-2YSLV | Vertiv Avocent ADX MP1000 750 license 2yr SLV | 11106 | 30% | 7832.5065
ADX-RM1048PDAC-400 | Vertiv Avocent ADX Rack Manager, 48 PoE Ports | 13997 | 30% | 9871.3843
ADX-RMK-106 | Vertiv Avocent ADX 4K 1U Rack Mount Kit for IPUHD | 461 | 30% | 325.1202
ADX-RMK-107 | Vertiv Avocent ADX 4K 21U Rack Mount kit for IPUHD | 526 | 30% | 370.9615
AFP0004 | 4 port Active Front Panel (AFP) remote KVM switch | 144 | 30% | 101.556
AFP0008 | 8 port Active Front Panel (AFP) remote KVM switch | 188 | 30% | 132.587
AFPSPLITTER | AFP Splitter for Matrix | 146 | 30% | 102.9665
AM | Adjustable Mount rPDU Brackets (PAIR) | 13 | 30% | 9.1683
APS5KPWRMOD1 | Liebert APS Power Module (PM1), 208/120 VAC, 5 kVA / 4.5 kW | 5137 | 30% | 3622.8692
APS5KPWRMOD2 | Liebert APS Power Module (PM2), 230, 208 VAC, 5 kVA / 4.5 Kw | 4532 | 30% | 3196.193
APSBATMODCU | Liebert APS Battery Module | 2814 | 30% | 1984.5735
APSCHRGRMOD | Liebert APS Charger Module | 2033 | 30% | 1433.7732
APSRACKKIT | Liebert APS Rack Mounting Kit | 982 | 30% | 692.5555
AS3A0NCUGNNXLKB | APS 5kVA scalable to 15kVA N+1, 5M 5kVA/4.5kW LLG 208/120V out, 5 MIN | 18247 | 30% | 12868.6968
AS3A0NCVGNNXLKB | APS 5kVA scalable to 15kVA N+1, 15M 5kVA/4.5kW LLG 208/120V out, 15 MIN | 19808 | 30% | 13969.592
AS3B0NCVGNNXLKB | APS 10kVA scalable to 15kVA N+1, 5M 10kVA/9.0kW LLG 208/120V out, 5 MIN | 22827 | 30% | 16098.7418
AS3B0NCYGNNXLKB | APS 10kVA scalable to 15kVA N+1, 21M 10kVA/9.0kW LLG 208/120V out, 21 MIN | 29773 | 30% | 20997.4083
AS3C0NCWGNNXLKB | APS 15kVA scalable to 15kVA N+1, 5M 15kVA/13.5kW LLG 208/120V out, 5 MIN | 27407 | 30% | 19328.7867
AS3C0NCXGNNXLKB | APS 15kVA scalable to 15kVA N+1, 8M 15kVA/13.5kW LLG 208/120V out, 8 MIN | 28962 | 30% | 20425.4505
AS400ADPT | AS/400 ADAPTER HOOD KIT | 69 | 30% | 48.6623
AS4A0NCUGNNXLKB | APS 5kVA scalable to 20kVA N+1, 5M 5kVA/4.5kW LLG 208/120V out, 5 MIN | 21073 | 30% | 14861.7332
AS4A0NCVGNNXLKB | APS 5kVA scalable to 20kVA N+1, 15M 5kVA/4.5kW LLG 208/120V out, 15 MIN | 22627 | 30% | 15957.6917
AS4B0NCVGNNXLKB | APS 10kVA scalable to 20kVA N+1, 5M 10kVA/9.0kW LLG 208/120V out, 5 MIN | 25652 | 30% | 18091.073
AS4B0NCYGNNXLKB | APS 10kVA scalable to 20kVA N+1, 21M 10kVA/9.0kW LLG 208/120V out, 21 MIN | 30317 | 30% | 21381.0642
AS4C0NCJGNNXLKB | APS 15kVA scalable to 20kVA N+1, 15M 15kVA/13.5kW LLG 208/120V out, 15 MIN | 34896 | 30% | 24610.404
AS4C0NCWGNNXLKB | APS 15kVA scalable to 20kVA N+1, 5M 15kVA/13.5kW LLG 208/120V out, 5 MIN | 30311 | 30% | 21376.8327
AS4D0NCJGNNXLKB | APS 20kVA scalable to 20kVA N+1, 10M 20kVA/18.0kW LLG 208/120V out, 10 Min | 37921 | 30% | 26743.7852
AS4D0NCXGNNXLKB | APS 20kVA scalable to 20kVA N+1, 5M 20kVA/18.0kW LLG 208/120V out, 5 Min | 34806 | 30% | 24546.9315
AS5A0NCUGNNXLKB | APS 5kVA scalable to 15kVA N+1, 5M 5kVA/4.5kW LLNG 208/120V out, 5 MIN | 11477 | 30% | 8094.1543
AS5A0NCVGNNXLKB | APS 5kVA scalable to 15kVA N+1, 15M 5kVA/4.5kW LLNG 208/120V out, 15 MIN | 12881 | 30% | 9084.3252
AS5B0NCVGNNXLKB | APS 10kVA scalable to 15kVA N+1, 5M 10kVA/9.0kW LLNG 208/120V out, 5MIN | 16088 | 30% | 11346.062
AS5B0NCXGNNXLKB | APS 10kVA scalable to 15kVA N+1, 16M 10kVA/9.0kW LLNG 208/120V out, 16MIN | 18888 | 30% | 13320.762
AS5C0NCWGNNXLKB | APS 15kVA scalable to 15kVA N+1, 5M 15kVA/13.5kW LLNG 208/120V out, 5MIN | 20698 | 30% | 14597.2645
AS6A0NCUGNNXLKB | APS 5kVA scalable to 20kVA N+1, 5M 5kVA/4.5kW LLNG 208/120V out, 5 MIN | 14556 | 30% | 10265.619
AS6A0NCVGNNXLKB | APS 5kVA scalable to 20kVA N+1, 15M 5kVA/4.5kW LLNG 208/120V out, 15 MIN | 15960 | 30% | 11255.79
AS6B0NCVGNNXLKB | APS 10kVA scalable to 20kVA N+1, 5M 10kVA/9.0kW LLNG 208/120V, 5 MIN | 19166 | 30% | 13516.8215
AS6B0NCWGNNXLKB | APS 10kVA scalable to 20kVA N+1, 16M 10kVA/9.0kW LLNG 208/120V, 16 MIN | 20570 | 30% | 14506.9925
AS6B0NCYGNNXLKB | APS 10kVA scalable to 20kVA N+1, 21M 10kVA/9.0kW LLNG 208/120V, 21 MIN | 23372 | 30% | 16483.103
AS6C0NCJGNNXLKB | APS 15kVA scalable to 20kVA N+1, 16M 15kVA/13.5kW LLNG 208/120V, 16 MIN | 26426 | 30% | 18636.9365
AS6C0NCWGNNXLKB | APS 15kVA scalable to 20kVA N+1, 5M 15kVA/13.5kW LLNG 208/120V, 5 MIN | 23777 | 30% | 16768.7293
AS6D0NCJGNNXLKB | APS 20kVA scalable to 20kVA N+1, 10M 20kVA/18.0kW LLNG 208/120V, 10M | 31188 | 30% | 21995.337
AS6D0NCXGNNXLKB | APS 20kVA scalable to 20kVA N+1, 5M 20kVA/18.0kW LLNG 208/120V, 5 MIN | 28387 | 30% | 20019.9317
ASMBCR2GUNNXFGI | APS Maintenance Bypass Cabinet (50A) 8kVA;2 POD Ports | 4671 | 30% | 3294.2227
ASMBCRGGUNNXFGI | APS Maintenance Bypass Cabinet (63A) 10kVA;2 POD Ports | 3552 | 30% | 2505.048
ASMBCRWGUNNXFGI | APS Maintenance Bypass Cabinet (50A) 8kVA;2 POD Ports | 3395 | 30% | 2394.3238
AV104-400 | 4-port rackmount or desktop single-user KVM switch. | 516 | 30% | 363.909
AV104BND4-400 | 4-port rackmount or desktop single-user KVM switch with 4 VGA cables | 569 | 30% | 401.2872
AV108-400 | 8-port rackmount or desktop single-user KVM switch with OSD | 603 | 30% | 425.2657
AV108BND8-400 | 8-port rackmount or desktop single-user KVM switch with OSD and 8 VGA cables | 710 | 30% | 500.7275
AV116-400 | 16-port rackmount or desktop single-user KVM switch with OSD | 1032 | 30% | 727.818
AV116BND8-400 | 16-port rackmount or desktop single-user KVM switch with OSD and 8 VGA cables | 1108 | 30% | 781.417
AV3108-400 | 8 port AutoView KVM with 1 local and 1 remote users, VM and CAC, TAA | 1282 | 30% | 904.1305
AV3216-400 | 16 port AutoView KVM with 2 local and 1 remote users, VM and CAC, TAA | 1708 | 30% | 1204.567
AVRIQ-SRL | Server interface module for VT100 serial devices for extended distance (requires UPD-AM) | 180 | 30% | 126.945
BLANKPLATEKIT | BLANK PLATE FIELDKIT | 23 | 30% | 16.2207
BOLT-REDEL | Redelivery - Bolt-on | 342 | 30% | 241.1955
BOLT-SITEVISIT | SITE Visit - Bolt-on | 733 | 30% | 516.9483
BOLT-SNMAP | SN Sensor Mapping - Bolt-on | 712 | 30% | 502.138
CAB0017 | RJ45 to DB25F cross cable | 20 | 30% | 14.105
CAB0018 | RJ45 to RJ45 s/t CAT5 cable | 9 | 30% | 6.3472
CAB0025 | RJ45 to DB25M s/t cable | 20 | 30% | 14.105
CAB0036 | RJ45 to DB9F cross cable | 20 | 30% | 14.105
CAB0037 | Power Cord for Europe (legacy -202 skus) & Korea (legacy -104 skus) [C13 TO CEE 7/VII, 2.5M] | 41 | 30% | 28.9153
CAB0056 | Power Cord for UK & Ireland (legacy -201 skus), Hong Kong & Malaysia (legacy -102 skus) [C13 TO BS1363, 2.5M] | 46 | 30% | 32.4415
CAB0089 | Power Cord for US (legacy -001 skus), Taiwan, Thailand & Malaysia (legacy -101 skus) [C13 TO 5-15P, 7FT 6IN, w/clip] | 36 | 30% | 25.389
CAB0104 | Power Cord for Australia & New Zealand (legacy -107 skus) [C13 TO AS/NZS 3112:2000, 2.5M] | 47 | 30% | 33.1467
CAB0306 | Power Cord for Singapore (legacy -102 skus) [C13 TO BS1363, 2.5M] | 53 | 30% | 37.3782
CAB0307 | Power Cord for China (legacy -103 skus) | 47 | 30% | 33.1467
CAB0308 | Power Cord for Japan (legacy -105 skus) [C13 TO JIS 8303, 2.5M] | 47 | 30% | 33.1467
CAB0309 | Power Cord for India (legacy -106 skus) [C13 TO BS546, 2.5M] | 104 | 30% | 73.346
CBL0084 | DUAL DVI-D USB CABLE AUDIO 6 FOOT | 148 | 30% | 104.377
CBL0086 | USB keyboard & mouse & DVI-D video cable & audio - 3 ft | 130 | 30% | 91.6825
CBL0087 | USB keyboard & mouse & VGA video cable & audio - 3 ft | 120 | 30% | 84.63
CBL0088 | USB keyboard & mouse & VGA video cable & audio - 6 ft | 130 | 30% | 91.6825
CBL0098 | CABLE ASSY, 2-DVI-I/1-USB/1-AUDIO, 6FT | 148 | 30% | 104.377
CBL0102 | CABLE, 1-DISPLAYPORT/1-USB/1-AUDIO, 6FT | 66 | 30% | 46.5465
CBL0103 | CABLE, 1-DISPLAYPORT/1-USB/1-AUDIO, 10FT | 68 | 30% | 47.957
CBL0104 | CABLE, 1-DISPLAYPORT/2-USB/1-AUDIO, 6FT | 86 | 30% | 60.6515
CBL0105 | CABLE, 1-DISPLAYPORT/2-USB/1-AUDIO, 10FT | 86 | 30% | 60.6515
CBL0106 | CABLE, 2-DISPLAYPORT/1-USB/1-AUDIO, 6FT | 117 | 30% | 82.5142
CBL0107 | CABLE, 2-DISPLAYPORT/1-USB/1-AUDIO, 10FT | 113 | 30% | 79.6933
CBL0108 | CABLE, 2-DISPLAYPORT/2-USB/1-AUDIO, 6FT | 126 | 30% | 88.8615
CBL0109 | CABLE, 2-DISPLAYPORT/2-USB/1-AUDIO, 10FT | 122 | 30% | 86.0405
CBL0110 | CABLE ASSY, 1-HDMI/1-USB/1-AUDIO, 6FT | 44 | 30% | 31.031
CBL0111 | CABLE ASSY, 1-HDMI/1-USB/1-AUDIO, 10FT | 66 | 30% | 46.5465
CBL0112 | CABLE ASSY, 1-HDMI/2-USB/1-AUDIO, 6FT | 54 | 30% | 38.0835
CBL0113 | CABLE ASSY, 1-HDMI/2-USB/1-AUDIO, 10FT | 74 | 30% | 52.1885
CBL0114 | CABLE ASSY, 2-HDMI/1-USB/1-AUDIO, 6FT | 66 | 30% | 46.5465
CBL0115 | CABLE ASSY, 2-HDMI/1-USB/1-AUDIO, 10FT | 86 | 30% | 60.6515
CBL0116 | CABLE ASSY, 2-HDMI/2-USB/1-AUDIO, 6FT | 74 | 30% | 52.1885
CBL0117 | CABLE ASSY, 2-HDMI/2-USB/1-AUDIO, 10FT | 96 | 30% | 67.704
CBL0118 | CABLE ASSY, 1-DVI-I/1-USB/2-AUDIO, 6FT | 74 | 30% | 52.1885
CBL0119 | CABLE ASSY, 1-DVI-I/1-USB/2-AUDIO, 10FT | 86 | 30% | 60.6515
CBL0120 | CABLE ASSY, 2-DVI-I/1-USB/2-AUDIO, 6FT | 106 | 30% | 74.7565
CBL0121 | CABLE ASSY, 2-DVI-I/1-USB/2-AUDIO, 10FT | 126 | 30% | 88.8615
CBL0122 | CABLE, 1-DISPLAYPORT/1-USB/2-AUDIO, 6FT | 74 | 30% | 52.1885
CBL0124 | CABLE, 2-DISPLAYPORT/1-USB/2-AUDIO, 6FT | 117 | 30% | 82.5142
CBL0126 | CABLE ASSY, 1-HDMI/1-USB/2-AUDIO, 6FT | 54 | 30% | 38.0835
CBL0127 | CABLE ASSY, 1-HDMI/1-USB/2-AUDIO, 10FT | 74 | 30% | 52.1885
CBL0128 | CABLE ASSY, 2-HDMI/1-USB/2-AUDIO, 6FT | 74 | 30% | 52.1885
CBL0129 | CABLE ASSY, 2-HDMI/1-USB/2-AUDIO, 10FT | 106 | 30% | 74.7565
CBL0130 | CABLE ASSY, 1-USB/1-AUDIO, 6FT | 36 | 30% | 25.389
CBL0131 | CABLE ASSY, 1-USB/1-AUDIO, 10FT | 44 | 30% | 31.031
CBL0132 | CABLE ASSY, 2-USB/1-AUDIO, 6FT | 36 | 30% | 25.389
CBL0133 | CABLE ASSY, 2-USB/1-AUDIO, 10FT | 44 | 30% | 31.031
CBL0134 | CABLE ASSY, 1-USB/2-AUDIO, 6FT | 36 | 30% | 25.389
CBL0135 | CABLE ASSY, 1-USB/2-AUDIO, 10 FT | 44 | 30% | 31.031
CBL0143 | 2M 3PIN LOCKABLE 12V POWER | 78 | 30% | 55.0095
CBL0146 | DVI-D Cable, USB, AUDIO, DPP - 6FT | 66 | 30% | 46.5465
CBL0147 | DVI-D Cable, USB, AUDIO, DPP - 10FT | 86 | 30% | 60.6515
CBL0148 | DH DVI-D Cable, USB, AUDIO, DPP - 6FT | 96 | 30% | 67.704
CBL0149 | DH DVI-D Cable, USB, AUDIO, DPP - 10FT | 117 | 30% | 82.5142
CBL0150 | DVI-D Cable, USB, AUDIO - 6FT | 66 | 30% | 46.5465
CBL0151 | DVI-D Cable, USB, AUDIO - 10FT | 75 | 30% | 52.8938
CBL0152 | DH DVI-D Cable, USB, AUDIO - 6FT | 86 | 30% | 60.6515
CBL0153 | DH DVI-D Cable, USB, AUDIO - 10FT | 106 | 30% | 74.7565
CBL0162 | CABLE, 1-DVI-D/1-HDMI/1-USB/1-AUD, 6FT | 54 | 30% | 38.0835
CBL0164 | CABLE, 1-DVI-D/1-HDMI/2-USB/1-AUD, 6FT | 66 | 30% | 46.5465
CBL0166 | CABLE, 2-DVI-D/2-HDMI/1-USB/1-AUD, 6FT | 74 | 30% | 52.1885
CBL0168 | CABLE, 2-DVI-D/2-HDMI/2-USB/1-AUD, 6FT | 86 | 30% | 60.6515
CBL0170 | 6-foot 26-pin to VGA target cable | 35 | 30% | 24.6837
CBL0170-4 | 6-foot 26-pin to VGA 4-cable bundle | 112 | 30% | 78.988
CBL0171 | 12-foot 26-pin to VGA target cable | 42 | 30% | 29.6205
CBL0171-4 | 12-foot 26-pin to VGA 4-cable bundle | 142 | 30% | 100.1455
CBL0172 | 6-foot 26-pin to DP target cable | 105 | 30% | 74.0513
CBL0172-4 | 6-foot 26-pin to DP 4-cable bundle | 393 | 30% | 277.1633
CBL0173 | 12-foot 26-pin to DP target cable | 112 | 30% | 78.988
CBL0173-4 | 12-foot 26-pin to DP 4-cable bundle | 424 | 30% | 299.026
CBL0174 | 1-ft 26-pin to VGA Cascade cable | 65 | 30% | 45.8413
CBL0176 | USB-B 2.0 Female to Male USB-B Cable for use with HMX, AMX, Matrix | 51 | 30% | 35.9677
CBL0178 | CABLE, 1 DVI-D/1 DISPLAYPORT/1 USB/1 AUDIO, 6FT | 96 | 30% | 67.704
CBL0179 | CABLE, 1 DVI-D/1 DISPLAYPORT/2 USB/1 AUDIO, 6FT | 106 | 30% | 74.7565
CBL0181 | SFIQ with 12-in USB A to Micro USB B | 10 | 30% | 7.0525
CBL0182 | SFIQ with 18-in USB A to Micro USB B | 10 | 30% | 7.0525
CBL0183 | SFIQ with 30-in USB A to Micro USB B | 10 | 30% | 7.0525
CBL0188T | 6ft DP/DP Video only Cable | 71 | 30% | 50.0727
CBL0189T | 6ft HDMI/HDMI video Only cable | 57 | 30% | 40.1992
CBL0190T | 6FT DVID/DVID VIDEO ONLY CABLE | 62 | 30% | 43.7255
CBL0191T | 6FT DVID/HDMI VIDEO ONLY CABLE | 57 | 30% | 40.1992
CBL0194T | 10FT MINIDP TO DP SH WITH DPP | 165 | 30% | 116.3662
CBL0195T | 10FT MINIDP TO DP DH WITH DPP | 231 | 30% | 162.9127
CBL0196 | 10ft 1-DVI-D/1-HDMI/1-USB/2-AUDIO (SH) | 107 | 30% | 75.4617
CBL0197 | 10ft 2-DVI-D/2-HDMI/1-USB/2-AUDIO (DH) | 150 | 30% | 105.7875
CBL0198 | 10ft 1-DISPLAYPORT TO 1-MINI DISPLAYPORT/1-USB/2-AUDIO | 114 | 30% | 80.3985
CBL0199 | 10 ft 2-DISPLAYPORT TO 2-MINI DISPLAYPORT/1-USB/2-AUDIO | 165 | 30% | 116.3662
CON0091 | DB9M to DB9M gender changer | 9 | 30% | 6.3472
CON0092 | DB25F to DB25F gender changer | 9 | 30% | 6.3472
DAPRPDU-GE1 | Distribution Assr Pkg Vertiv VP R-PDU SNGL | 1267 | 30% | 893.5518
DAPRPDU-GERMV1 | Distribution Assr Vertiv VP R-PDU SNGL RMV | 1634 | 30% | 1152.3785
DAPRPDU-GERMVX | Distribution Assr Vertiv VP R-PDU MULT RMV | 1409 | 30% | 993.6973
DAPRPDU-GEX | Distribution Assr Pkg Vertiv VP R-PDU MULT | 1044 | 30% | 736.281
DEP-RPDU-MNTRD | Distribution Emergency Package for Monitored rPDU | 119 | 30% | 83.9248
DEP-RPDU-NMNTRD | Distribution Emergency Package for non-Monitored rPDU | 60 | 30% | 42.315
DMK-08 | Desk Mount Kit for Matrix Receiver | 126 | 30% | 88.8615
DMK-09 | Desk Mount Kit for SC800/SC900 KVM | 75 | 30% | 52.8938
DSAVIQ-PS2M | Virtual Media server interface module for USB 2.0 w/ 20in cable, required for AutoView & MergePoint Unity switches. | 222 | 30% | 156.5655
DSV4.5-1000DEV | DSVIEW 4.5 1000 DEVICE ADD-ON LICS | 1 | 30% | 0.70525
DSV4.5-100DEV | DSVIEW 4.5 100 DEVICE ADD-ON SVCS | 1 | 30% | 0.70525
DSV4.5-500DEV | DSVIEW 4.5 500 DEVICE ADD-ON LICS | 1 | 30% | 0.70525
DSV4.5-BASE | DSVIEW 4.5 MASTER LICS KEY LICS | 1 | 30% | 0.70525
DSV4.5-DEMO60 | DSView software 60 Day Demo | 1 | 30% | 0.70525
DSV4.5-SPOKE | DSVIEW SW SPOKE SERVER DP | 1 | 30% | 0.70525
E10013 | Standard Key Lock Handle – Keyed 1333 (Qty 1) | 52 | 30% | 36.673
E11013 | Combination Lock Handle (Qty 1) | 231 | 30% | 162.9127
E11015 | Front to Rear Lacing Bar 1100D Rack (1Kit) | 118 | 30% | 83.2195
E12013 | Key Set, For Standard Key Lock Handle and Side Panels, Key 1333 (Qty 4) | 32 | 30% | 22.568
E12015 | Front to Rear Lacing Bar 1200D Rack (1 Kit) | 140 | 30% | 98.735
E1832014 | 18”-32” Height Adjustable Chimney, 23 7/8”W x 14 5/16” deep | 1385 | 30% | 976.7712
E19017 | 19” Rackmount Copper Bus Bar | 284 | 30% | 200.291
E24012 | 24U PDU/Cable Mgt Brackets; Qty 2 Per Kit-RAL 7021 | 161 | 30% | 113.5452
E24017 | Copper Bus Bar for 24U DCE Rack (1Kit) | 403 | 30% | 284.2157
E241107S | 24U X 1100D Standard Single Side Panel(Qty 1 Encloses one side of Rack) RAL 7021 Black | 322 | 30% | 227.0905
E246011 | 24U X 600W 19” Mounting Rails; Qty 2 Per Kit-RAL 7021 | 258 | 30% | 181.9545
E24602P | 24U X 600W Single Perforated Door – RAL 7021 | 971 | 30% | 684.7977
E24603P | 24U X 600W Split Perforated Doors– RAL 7021 | 1030 | 30% | 726.4075
E24611 | DCE Rack 24U 1200mm (47.2”)H x 600mm (23.62”)W x 1100mm (43.3”)D with (1) 77% Perforated Locking Front Door, (2) 77% Perforated Split Locking Rear Doors, Single Locking Side Panels, Top Panel, Casters and Leveling Feet, (2) Full Height PDU/Cable Mgt Brackets, (1) Baying Kit, (50) M6 Cage Nuts and Screws, Color RAL 7021 Black | 5887 | 30% | 4151.8067
E3246014 | 32”-46” Height Adjustable Chimney, 23 7/8”W x 14 5/16” deep | 1717 | 30% | 1210.9143
E4013 | Baying Gasket Kit | 142 | 30% | 100.1455
E42012 | 42U PDU/Cable Mgt Brackets; Qty 2 Per Kit-RAL 7021 | 177 | 30% | 124.8293
E42017 | Copper Bus Bar for 42U DCE Rack (1 Kit) | 623 | 30% | 439.3707
E421107S | 42U X 1100D Standard Split Side Panels (Qty 2 Encloses one side of Rack) RAL 7021 Black | 671 | 30% | 473.2228
E421108C | 42U X 1100D Cable Entry Split Side Panels w/Brush kits installed (Qty 2 Encloses one side of Rack) – RAL 7021 Up to 6 week lead time | 907 | 30% | 639.6617
E421207S | 42U X 1200D Standard Split Side Panels (Qty 2 Encloses one side of Rack) RAL 7021 Black | 676 | 30% | 476.749
E421208C | 42U X 1200D Cable Entry Split Side Panels w/Brush kits installed (Qty 2 Encloses one side of Rack) – RAL 7021 Up to 6 week lead time | 918 | 30% | 647.4195
E426011 | 42U X 600W 19” Mounting Rails; Qty 2 Per Kit-RAL 7021 | 317 | 30% | 223.5642
E42602P | 42U X 600W Single Perforated Door – RAL 7021 | 1106 | 30% | 780.0065
E42603P | 42U X 600W Split Perforated Doors– RAL 7021 | 1208 | 30% | 851.942
E42605S | 42U X 600W Split Solid Doors– RAL 7021 Up to 6 week lead time | 1165 | 30% | 821.6163
E42611 | DCE Rack 42U 2000mm (78.74”)H x 600mm (23.62”)W x 1100mm (43.3”)D with (1) 77% Perforated Locking Front Door, (2) 77% Perforated Split Locking Rear Doors, Split Locking Side Panels, Top Panel, Casters and Leveling Feet, (2) Full Height PDU/Cable Mgt Brackets, (1) Baying Kit, (50) M6 Cage Nuts and Screws, Color RAL 7021 Black | 7095 | 30% | 5003.7488
E426112DR | 42U X 600W X 1100D 2DR DCR COLO RACK | 11699 | 30% | 8250.7198
E42612 | DCE Rack 42U 2000mm (78.74”)H x 600mm (23.62”)W x 1200mm (47.24”)D with (1) 77% Perforated Locking Front Door, (2) 77% Perforated Split Locking Rear Doors, Split Locking Side Panels, Top Panel, Casters and Leveling Feet, (2) Full Height PDU/Cable Mgt Brackets, (1) Baying Kit, (50) M6 Cage Nuts and Screws, Color RAL 7021 Black | 7234 | 30% | 5101.7785
E427011 | 42U X 700W 19” Mounting Rails; Qty 2 Per Kit-RAL 7021 | 322 | 30% | 227.0905
E427014 | 42U X 700W Vertical Airflow Baffle with Brush Kit (1 Set) | 907 | 30% | 639.6617
E42702P | 42U X 700W Single Perforated Door – RAL 7021 | 1116 | 30% | 787.059
E42703P | 42U X 700W Split Perforated Doors– RAL 7021 | 1224 | 30% | 863.226
E42705S | 42U X 700W Split Solid Doors– RAL 7021 Up to 6 week lead time | 1181 | 30% | 832.9003
E42711 | DCE Rack 42U 2000mm (78.74”)H x 700mm (27.55”)W x 1100mm (43.3”)D with (1) 77% Perforated Locking Front Door, (2) 77% Perforated Split Locking Rear Doors, Split Locking Side Panels, Top Panel, Casters and Leveling Feet, (2) Full Height PDU/Cable Mgt Brackets, (1) Baying Kit, (50) M6 Cage Nuts and Screws, Color RAL 7021 Black | 7256 | 30% | 5117.294
E42712 | DCE Rack 42U 2000mm (78.74”)H x 700mm (27.55”)W x 1200mm (47.24”)D with (1) 77% Perforated Locking Front Door, (2) 77% Perforated Split Locking Rear Doors, Split Locking Side Panels, Top Panel, Casters and Leveling Feet, (2) Full Height PDU/Cable Mgt Brackets, (1) Baying Kit, (50) M6 Cage Nuts and Screws, Color RAL 7021 Black | 7331 | 30% | 5170.1878
E428011 | 42U X 800W 19” Mounting Rails; Qty 2 Per Kit-RAL 7021 | 327 | 30% | 230.6167
E428014 | 42U X 800W Vertical Airflow Baffle with Brush Kit (1 Set) | 918 | 30% | 647.4195
E42802P | 42U X 800W Single Perforated Door – RAL 7021 | 1127 | 30% | 794.8168
E42803P | 42U X 800W Split Perforated Doors– RAL 7021 | 1234 | 30% | 870.2785
E42805S | 42U X 800W Split Solid Doors– RAL 7021 Up to 6 week lead time | 1191 | 30% | 839.9528
E42811 | DCE Rack 42U 2000mm (78.74”)H x 800mm (31.49”)W x 1100mm (43.3”)D with (1) 77% Perforated Locking Front Door, (2) 77% Perforated Split Locking Rear Doors, Split Locking Side Panels, Top Panel, Casters and Leveling Feet, (2) Full Height PDU/Cable Mgt Brackets, (1) Baying Kit, (50) M6 Cage Nuts and Screws, Color RAL 7021 Black | 7422 | 30% | 5234.3655
E42812 | DCE Rack 42U 2000mm (78.74”)H x 800mm (31.49”)W x 1200mm (47.24”)D with (1) 77% Perforated Locking Front Door, (2) 77% Perforated Split Locking Rear Doors, Split Locking Side Panels, Top Panel, Casters and Leveling Feet, (2) Full Height PDU/Cable Mgt Brackets, (1) Baying Kit, (50) M6 Cage Nuts and Screws, Color RAL 7021Black | 7535 | 30% | 5314.0588
E45012 | 45U PDU/Cable Mgt Brackets; Qty 2 Per Kit-RAL 7021 | 188 | 30% | 132.587
E45017 | Copper Bus Bar for 45U/48U DCE Rack (1 Kit) | 623 | 30% | 439.3707
E451107S | 45U X 1100D Standard Split Side Panels (Qty 2 Encloses one side of Rack) RAL 7021 Black | 671 | 30% | 473.2228
E451108C | 45U X 1100D Cable Entry Split Side Panels w/Brush kits installed (Qty 2 Encloses one side of Rack) – RAL 7021 Up to 6 week lead time | 918 | 30% | 647.4195
E451207S | 45U X 1200D Standard Split Side Panels (Qty 2 Encloses one side of Rack) RAL 7021 Black | 676 | 30% | 476.749
E451208C | 45U X 1200D Cable Entry Split Side Panels w/Brush kits installed (Qty 2 Encloses one side of Rack) – RAL 7021 Up to 6 week lead time | 928 | 30% | 654.472
E456011 | 45U X 600W 19” Mounting Rails; Qty 2 Per Kit-RAL 7021 | 322 | 30% | 227.0905
E45602P | 45U X 600W Single Perforated Door – RAL 7021 | 1122 | 30% | 791.2905
E45603P | 45U X 600W Split Perforated Doors– RAL 7021 | 1218 | 30% | 858.9945
E45605S | 45U X 600W Split Solid Doors– RAL 7021 Up to 6 week lead time | 1175 | 30% | 828.6688
E45611 | DCE Rack 45U 2136mm (84.0”)H x 600mm (23.62”)W x 1100mm (43.3”)D with (1) 77% Perforated Locking Front Door, (2) 77% Perforated Split Locking Rear Doors, Split Locking Side Panels, Top Panel, Casters and Leveling Feet, (2) Full Height PDU/Cable Mgt Brackets, (1) Baying Kit, (50) M6 Cage Nuts and Screws, Color RAL 7021 Black | 7283 | 30% | 5136.3358
E45612 | DCE Rack 45U 2136mm (84.0”)H x 600mm (23.62”)W x 1200mm (47.24”)D with (1) 77% Perforated Locking Front Door, (2) 77% Perforated Split Locking Rear Doors, Split Locking Side Panels, Top Panel, Casters and Leveling Feet, (2) Full Height PDU/Cable Mgt Brackets, (1) Baying Kit, (50) M6 Cage Nuts and Screws, Color RAL 7021 Black | 7427 | 30% | 5237.8917
E457011 | 45U X 700W 19” Mounting Rails; Qty 2 Per Kit-RAL 7021 | 327 | 30% | 230.6167
E457014 | 45U X 700W Vertical Airflow Baffle with Brush Kit (1 Set) | 918 | 30% | 647.4195
E45702P | 45U X 700W Single Perforated Door– RAL 7021 | 1138 | 30% | 802.5745
E45703P | 45U X 700W Split Perforated Doors– RAL 7021 | 1229 | 30% | 866.7523
E45705S | 45U X 700W Split Solid Doors– RAL 7021 Up to 6 week lead time | 1186 | 30% | 836.4265
E45711 | DCE Rack 45U 2136mm (84.0”)H x 700mm (27.55”)W x 1100mm (43.3”)D with (1) 77% Perforated Locking Front Door, (2) 77% Perforated Split Locking Rear Doors, Split Locking Side Panels, Top Panel, Casters and Leveling Feet, (2) Full Height PDU/Cable Mgt Brackets, (1) Baying Kit, (50) M6 Cage Nuts and Screws, Color RAL 7021 Black | 7524 | 30% | 5306.301
E45712 | DCE Rack 45U 2136mm (84.0”)H x 700mm (27.55”)W x 1200mm (47.24”)D with (1) 77% Perforated Locking Front Door, (2) 77% Perforated Split Locking Rear Doors, Split Locking Side Panels, Top Panel, Casters and Leveling Feet, (2) Full Height PDU/Cable Mgt Brackets, (1) Baying Kit, (50) M6 Cage Nuts and Screws, Color RAL 7021 Black | 7642 | 30% | 5389.5205
E458011 | 45U X 800W 19” Mounting Rails; Qty 2 Per Kit-RAL 7021 | 333 | 30% | 234.8483
E458014 | 45U X 800W Vertical Airflow Baffle with Brush Kit (1 Set) | 928 | 30% | 654.472
E45802P | 45U X 800W Single Perforated Door– RAL 7021 | 1170 | 30% | 825.1425
E45803P | 45U X 800W Split Perforated Doors– RAL 7021 | 1250 | 30% | 881.5625
E45805S | 45U X 800W Split Solid Doors– RAL 7021 Up to 6 week lead time | 1202 | 30% | 847.7105
E45811 | DCE Rack 45U 2136mm (84.0”)H x 800mm (31.49”)W x 1100mm (43.3”)D with (1) 77% Perforated Locking Front Door, (2) 77% Perforated Split Locking Rear Doors, Split Locking Side Panels, Top Panel, Casters and Leveling Feet, (2) Full Height PDU Cable/Mgt Brackets, (1) Baying Kit, (50) M6 Cage Nuts and Screws, Color RAL 7021 Black | 7814 | 30% | 5510.8235
E45812 | DCE Rack 45U 2136mm (84.0”)H x 800mm (31.49”)W x 1200mm (47.24”)D with (1) 77% Perforated Locking Front Door, (2) 77% Perforated Split Locking Rear Doors, Split Locking Side Panels, Top Panel, Casters and Leveling Feet, (2) Full Height PDU Cable/Mgt Brackets, (1) Baying Kit, (50) M6 Cage Nuts and Screws, Color RAL 7021 Black | 8002 | 30% | 5643.4105
E48012 | 48U PDU/Cable Mgt Brackets; Qty 2 Per Kit-RAL 7021 | 193 | 30% | 136.1132
E481107S | 48U X 1100D Standard Split Side Panels (Qty 2 Encloses one side of Rack) RAL 7021 Black | 682 | 30% | 480.9805
E481108C | 48U X 1100D Cable Entry Split Side Panels w/Brush kits installed (Qty 2 Encloses one side of Rack) – RAL 7021 Up to 6 week lead time | 939 | 30% | 662.2297
E481207S | 48U X 1200D Standard Split Side Panels (Qty 2 Encloses one side of Rack) RAL 7021 Black | 488 | 30% | 344.162
E481208C | 48U X 1200D Cable Entry Split Side Panels w/Brush kits installed (Qty 2 Encloses one side of Rack) – RAL 7021 Up to 6 week lead time | 955 | 30% | 673.5138
E486011 | 48U X 600W 19” Mounting Rails; Qty 2 Per Kit-RAL 7021 | 327 | 30% | 230.6167
E48602P | 48U X 600W Single Perforated Door– RAL 7021 | 1138 | 30% | 802.5745
E48603P | 48U X 600W Split Perforated Doors– RAL 7021 | 1240 | 30% | 874.51
E48605S | 48U X 600W Split Solid Doors– RAL 7021 Up to 6 week lead time | 1197 | 30% | 844.1843
E48611 | DCE Rack 48U 2269mm (89.35”)H x 600mm (23.62”)W x 1100mm (43.3”)D with (1) 77% Perforated Locking Front Door, (2) 77% Perforated Split Locking Rear Doors, Split Locking Side Panels, Top Panel, Casters and Leveling Feet, (2) Full Height PDU/Cable Mgt Brackets, (1) Baying Kit, (50) M6 Cage Nuts and Screws, Color RAL 7021 Black | 7535 | 30% | 5314.0588
E48612 | DCE Rack 48U 2269mm (89.35”)H x 600mm (23.62”)W x 1200mm (47.24”)D with (1) 77% Perforated Locking Front Door, (2) 77% Perforated Split Locking Rear Doors, Split Locking Side Panels, Top Panel, Casters and Leveling Feet, (2) Full Height PDU/Cable Mgt Brackets, (1) Baying Kit, (50) M6 Cage Nuts and Screws, Color RAL 7021 Black | 7674 | 30% | 5412.0885
E487011 | 48U X 700W 19” Mounting Rails; Qty 2 Per Kit-RAL 7021 | 333 | 30% | 234.8483
E487014 | 48U X 700W Vertical Airflow Baffle with Brush Kit (1 Set) | 928 | 30% | 654.472
E48702P | 48U X 700W Single Perforated Door– RAL 7021 | 1154 | 30% | 813.8585
E48703P | 48U X 700W Split Perforated Doors– RAL 7021 | 1256 | 30% | 885.794
E48705S | 48U X 700W Split Solid Doors– RAL 7021 Up to 6 week lead time | 1208 | 30% | 851.942
E48711 | DCE Rack 48U 2269mm (89.35”)H x 700mm (27.55”)W x 1100mm (43.3”)D with (1) Perforated Locking Front Door, (2) 77% Perforated Split Locking Rear Doors, Split Locking Side Panels, Top Panel, Casters and Leveling Feet, (2) Full Height PDU/Cable Mgt Brackets, (1) Baying Kit, (50) M6 Cage Nuts and Screws, Color RAL 7021 Black | 7701 | 30% | 5431.1303
E48712 | DCE Rack 48U 2269mm (89.35”)H x 700mm (27.55”)W x 1200mm (47.24”)D with (1) 77% Perforated Locking Front Door, (2) 77% Perforated Split Locking Rear Doors, Split Locking Side Panels, Top Panel, Casters and Leveling Feet, (2) Full Height PDU/Cable Mgt Brackets, (1) Baying Kit, (50) M6 Cage Nuts and Screws, Color RAL 7021Black | 7862 | 30% | 5544.6755
E488011 | 48U X 800W 19” Mounting Rails; Qty 2 Per Kit-RAL 7021 | 338 | 30% | 238.3745
E488014 | 48U X 800W Vertical Airflow Baffle with Brush Kit (1 Set) | 939 | 30% | 662.2297
E48802P | 48U X 800W Single Perforated Door– RAL 7021 | 1175 | 30% | 828.6688
E48803P | 48U X 800W Split Perforated Doors– RAL 7021 | 1272 | 30% | 897.078
E48805S | 48U X 800W Split Solid Doors– RAL 7021 Up to 6 week lead time | 1224 | 30% | 863.226
E48811 | DCE Rack 48U 2269mm (89.35”)H x 800mm (31.49”)W x 1100mm (43.3”)D with (1) 77% Perforated Locking Front Door, (2) 77% Perforated Split Locking Rear Doors, Split Locking Side Panels, Top Panel, Casters and Leveling Feet, (2) Full Height PDU/Cable Mgt Brackets, (1) Baying Kit, (50) M6 Cage Nuts and Screws, Color RAL 7021 Black | 8023 | 30% | 5658.2207
E48812 | DCE Rack 48U 2269mm (89.35”)H x 800mm (31.49”)W x 1200mm (47.24”)D with (1) 77% Perforated Locking Front Door, (2) 77% Perforated Split Locking Rear Doors, Split Locking Side Panels, Top Panel, Casters and Leveling Feet, (2) Full Height PDU/Cable Mgt Brackets, (1) Baying Kit, (50) M6 Cage Nuts and Screws, Color RAL 7021 Black | 8227 | 30% | 5802.0917
E5013 | Leveling Feet (1 Kit) | 113 | 30% | 79.6933
E6013 | 19” Mounting Hardware Kit (50) M6 Cage Nuts, Screws, Washers | 81 | 30% | 57.1253
E6016 | 600W Top Panel Mount; Cable Manager (1 Kit) | 225 | 30% | 158.6813
E611009 | 600W X 1100D Top Panel-RAL7021 | 376 | 30% | 265.174
E611010 | 600W X 1100D Chimney Top Panel-RAL7021 Up to 6 week lead time | 606 | 30% | 427.3815
E612009 | 600W X 1200D Top Panel-RAL7021 | 381 | 30% | 268.7002
E612010 | 600W X 1200D Chimney Top Panel- RAL7021 Up to 6 week lead time | 617 | 30% | 435.1393
E67013 | Caster kit 600mm Wide | 558 | 30% | 393.5295
E7015 | Vertical Cable Management Rail Kit (Qty 1-7U Cable Finger Section) for use in 700/800W Racks only | 48 | 30% | 33.852
E7016 | 700W Top Panel Mount; Cable Manager (1 Kit) | 236 | 30% | 166.439
E7018014 | Cisco Kit for 7018 Switch; Cable Fingers, Top Air Dam, 19” Rail Cover Plates Air Diverter | 4648 | 30% | 3278.002
E711009 | 700W X 1100D Top Panel-RAL7021 | 381 | 30% | 268.7002
E711010 | 700W X 1100D Chimney Top Panel- RAL7021 Up to 6 week lead time | 617 | 30% | 435.1393
E712009 | 700W X 1200D Top Panel-RAL7021 | 386 | 30% | 272.2265
E712010 | 700W X 1200D Chimney Top Panel- RAL7021 Up to 6 week lead time | 628 | 30% | 442.897
E77013 | Caster kit 700mm Wide | 558 | 30% | 393.5295
E8016 | 800W Top Panel Mount; Cable Manager (1 Kit) | 247 | 30% | 174.1967
E811009 | 800W X 1100D Top Panel-RAL7021 | 386 | 30% | 272.2265
E811010 | 800W X 1100D Chimney Top Panel- RAL7021 Up to 6 week lead time | 628 | 30% | 442.897
E811015 | Front to Rear Cable Trough 800W x 1100D (1 Kit) | 290 | 30% | 204.5225
E812009 | 800W X 1200D Top Panel-RAL7021 | 392 | 30% | 276.458
E812010 | 800W X 1200D Chimney Top Panel- RAL7021 Up to 6 week lead time | 639 | 30% | 450.6547
E812015 | Front to Rear Cable Trough 800W x 1200D (1 Kit) | 317 | 30% | 223.5642
E84015 | Vertical Cable Management Rail Kit (Qty 12-7UCable Finger Sections) for 700/800W Racks (Qty 12) | 580 | 30% | 409.045
E846015 | Vertical Cable Management Rail Kit (Qty12-7U Cable Finger Sections) for 600W Racks only | 784 | 30% | 552.916
E87013 | Caster kit 800mm Wide | 558 | 30% | 393.5295
E9013 | Baying Hardware Kit | 64 | 30% | 45.136
EB611010 | 600W X 1100D Bottom Panel- RAL7021 Up to 6 week lead time | 213 | 30% | 150.2183
EB612010 | 600W X 1200D Bottom Panel- RAL7021 Up to 6 week lead time | 216 | 30% | 152.334
EB711010 | 700W X 1100D Bottom Panel- RAL7021 Up to 6 week lead time | 216 | 30% | 152.334
EB712010 | 700W X 1200D Bottom Panel- RAL7021 Up to 6 week lead time | 219 | 30% | 154.4497
EB811010 | 800W X 1100D Bottom Panel- RAL7021 Up to 6 week lead time | 219 | 30% | 154.4497
EB812010 | 800W X 1200D Bottom Panel- RAL7021 Up to 6 week lead time | 224 | 30% | 157.976
EBKR014 | Brush Kit for Top Panel (1Kit) | 178 | 30% | 125.5345
ECRP015 | 1U 19” Rack Mount Cable Routing Panel, with D Rings | 76 | 30% | 53.599
ECT015 | 19” Rack Mount Cable Trough | 115 | 30% | 81.1038
EDGE-1500IRT2UXL | EDGE 1500VA/1350W 230V UPS | 1456 | 30% | 1026.844
EDGE-2200IRT2UXL | EDGE 2200VA/1980W 230V UPS | 1944 | 30% | 1371.006
EDGE-3000IRT2UXL | EDGE 3000VA/2700W 230V UPS | 2446 | 30% | 1725.0415
ELRB016 | Mounting Brackets for Ladder Rack; Height Adjustable (1 Kit) | 199 | 30% | 140.3448
ENVA-BSC-STUP | Environet Alert Basic Factory Startup | 2090 | 30% | 1473.9725
ENVA-DEV-10 | Environet Alert 10 Device License | 2785 | 30% | 1964.1212
ENVA-DEV-100 | Environet Alert 100 Device License | 8815 | 30% | 6216.7788
ENVA-DEV-1000 | Environet Alert 1000 Device License | 22940 | 30% | 16178.435
ENVA-DEV-200 | Environet Alert 200 Device License | 11020 | 30% | 7771.855
ENVA-DEV-25 | Environet Alert 25 Device License | 3630 | 30% | 2560.0575
ENVA-DEV-50 | Environet Alert 50 Device License | 5995 | 30% | 4227.9738
ENVA-DEV-500 | Environet Alert 500 Device License | 17205 | 30% | 12133.8263
ENVA-SA-10 | Environet Alert Basic Software Assurance for 10 Devices | 500 | 30% | 352.625
ENVA-SA-100 | Environet Alert Basic Software Assurance for 100 Devices | 1585 | 30% | 1117.8212
ENVA-SA-1000 | Environet Alert Basic Software Assurance for 1000 Devices | 4130 | 30% | 2912.6825
ENVA-SA-200 | Environet Alert Basic Software Assurance for 200 Devices | 1985 | 30% | 1399.9213
ENVA-SA-25 | Environet Alert Basic Software Assurance for 25 Devices | 655 | 30% | 461.9387
ENVA-SA-50 | Environet Alert Basic Software Assurance for 50 Devices | 1310 | 30% | 923.8775
ENVA-SA-500 | Environet Alert Basic Software Assurance for 500 Devices | 3100 | 30% | 2186.275
ENVA-SERVER | Environet Alert Server License | 2090 | 30% | 1473.9725
ENVA-SERVER-SA | Environet Alert Basic Software Assurance for Server License | 750 | 30% | 528.9375
ENVA-SERVICE | Environet Alert Miscellaneous Services | 1 | 30% | 0.70525
ENVA-STUP-10 | Environet Alert Factory Startup for 10 Devices | 2530 | 30% | 1784.2825
ENVA-STUP-100 | Environet Alert Factory Startup for 100 Devices | 6490 | 30% | 4577.0725
ENVA-STUP-1000 | Environet Alert Factory Startup for 1000 Devices | 46090 | 30% | 32504.9725
ENVA-STUP-200 | Environet Alert Factory Startup for 200 Devices | 10890 | 30% | 7680.1725
ENVA-STUP-25 | Environet Alert Factory Startup for 25 Devices | 3190 | 30% | 2249.7475
ENVA-STUP-50 | Environet Alert Factory Startup for 50 Devices | 4290 | 30% | 3025.5225
ENVA-STUP-500 | Environet Alert Factory Startup for 500 Devices | 24090 | 30% | 16989.4725
ETPF110014 | Top Panel Fan 110V, 300CFM, Cord Length 6ft, Plug Type 5-15P | 306 | 30% | 215.8065
ETPF230014 | Top Panel Fan 230V, 300CFM, Cord Length 6ft, Plug Type IEC 320-C14 | 306 | 30% | 215.8065
EZB1 | Offset/Side Mount rPDU Brackets (PAIR) | 11 | 30% | 7.7577
FEEAF-EXPD-XX-VAL | Expedite fee (for each project-day expedite) | 1 | 30% | 0.70525
FEEAF-RSCH-XX-VAL | Reschedule fee (for each project-day reschedule) | 1 | 30% | 0.70525
FEEAF-TRVL-XX-VAL | Travel expenses | 1 | 30% | 0.70525
FM | Flush Mount rPDU Brackets (PAIR) | 10 | 30% | 7.0525
FS-100 | 0-5VDC conductivity based flood sensor used to detect the presence of water. Includes a 100ft / 30.4m cable. | 160.6 | 30% | 113.2632
FS-15 | 0-5VDC conductivity based flood sensor used to detect the presence of water. Includes a 15ft / 4.5m cable. | 83.6 | 30% | 58.9589
FSC1N001 | Facility Side Cable, 30A, 208V, 4.9kW, 10ft / 3m Facility Side Cable, 10ft power cord with L6-30P with Universal Connector. | 260 | 30% | 183.365
FSC1U001 | Facility Side Cable, 30/32A, 230V, 7.3kW, 10ft / 3m with IEC 2P+E (IP44) and Universal Connector. | 248 | 30% | 174.902
FSC3N001 | Facility Side Cable, 20A, 230/400V WYE, 11.0kW, 10ft / 3m with NEMA L22-20P and Universal Connector. | 345 | 30% | 243.3112
FSC3N002 | Facility Side Cable, 30A, 208V DELTA, 8.6kW, 10ft power cord with L15-30P and Universal Connector. | 292 | 30% | 205.933
FSC3N003 | Facility Side Cable, 30A, 120/208V WYE, 8.6kW, 10ft power cord with L21-30P with Universal Connector. | 292 | 30% | 205.933
FSC3N004 | Facility Side Cable, 30A, 230/400V WYE, 16.6kW, 10ft / 3m with NEMA L22-30P and Universal Connector. | 338 | 30% | 238.3745
FSC3N005 | Facility Side Cable, 50A, 208V DELTA, 14.4kW, 10ft / 3m with 3P+E CA and Universal Connector. | 454 | 30% | 320.1835
FSC3N006 | Facility Side Cable, 60A, 208V DELTA, 17.2kW, 10ft / 3m with IEC 3P+E (IP44) and Universal Connector. | 518 | 30% | 365.3195
FSC3U001 | Facility Side Cable, 16A/20A, 230/400V WYE, 11.0kW, 10ft / 3m with IEC 3P+N+E (IP44) and Universal Connector. | 454 | 30% | 320.1835
FSC3U002 | Facility Side Cable, 30/32A, 230/400V WYE, 22.0kW, 10ft / 3m with IEC 3P+N+E (IP44) and Universal Connector. | 364 | 30% | 256.711
GT3HD | Temperature, humidity, and dew point sensor with dual inputs for included 3ft / .9m and 6ft / 1.8m temperature sensors for monitoring top, middle, and bottom of a rack/cabinet. Includes 10ft / 3.1m cable. | 289.3 | 30% | 204.0288
GT3HD-50 | Temperature, humidity, and dew point sensor with dual inputs for included 3ft / .9m and 6ft / 1.8m temperature sensors for monitoring top, middle, and bottom of a rack/cabinet. Includes 50ft / 15.2m cable. | 355 | 30% | 250.3637
GTHD | Temperature, humidity, and dew Point sensor. Includes a supplementary input for daisy-chaining additional sensors. Includes 10ft / 3.1m cable. | 137.5 | 30% | 96.9719
GTHD-50 | Temperature, humidity, and dew Point sensor. Includes a supplementary input for daisy-chaining additional sensors. Includes 50ft / 15.2m cable. | 181.5 | 30% | 128.0029
GXT2-7A48BATKIT | Replacement Battery Kit for GXT2-500RT, GXT2-700RT, GXT2-1000RT and GXT2-1500RT | 550 | 30% | 387.8875
GXT2-9A72BATKIT | Replacement Battery Kit for GXT2-3000RT and GXT2-2700RT | 805 | 30% | 567.7263
GXT3-1000MT120 | Liebert GXT3 1000 VA, 120 VAC Mini-Tower Model | 1632 | 30% | 1150.968
GXT3-1MTBATKIT | Replacement Battery Kit for use with GXT3-MT 1000 VA | 408 | 30% | 287.742
GXT3CABLE240V6 | GXT3/GXT4 EBC cable, 240V, 6 ft, for 6000RTL630 and 5-10 kVA RT230 models | 148 | 30% | 104.377
GXT3CABLE288V6 | GXT3 BATTERY CABLE | 456 | 30% | 321.594
GXT3CABLE48V6 | Battery Interconnect Cable for GXT3/GXT4 6tf | 112 | 30% | 78.988
GXT3CABLE72V1 | GXT3/GXT4 EBC cable 72 V 1.5 ft; 3000 VA UPS | 42 | 30% | 29.6205
GXT4-1000RT120T | GXT4 TAA 1000VA 120V RT | 1702 | 30% | 1200.3355
GXT4-144VBATKIT | GXT4 144V Int Battery Kit For GXT 5-6 kVA RT208 UPS | 1223 | 30% | 862.5207
GXT4-144VBATT | GXT4 144V RT EBC w/ RMKIT For GXT 5-6 kVA RT208 UPS | 1800 | 30% | 1269.45
GXT4-1500RT120T | GXT4 TAA 1500VA 120V RT | 2162 | 30% | 1524.7505
GXT4-2000RT120T | GXT4 TAA 2000VA 120V RT | 2841 | 30% | 2003.6152
GXT420R1WRK3WE | GXT4 2000 Bundle | 3243 | 30% | 2287.1258
GXT4-240RTBKIT | GXT4 240V Int Battery Kit For GXT 10 kVA RT230 | 912 | 30% | 643.188
GXT4-240VBATKIT | GXT4 240V Int Battery Kit For GXT 6 kVA RTL630 UPS | 1224 | 30% | 863.226
GXT4-240VBATT | GXT4 240V RT EBC w/ RMKIT For GXT 6 kVA RTL630 UPS | 2476 | 30% | 1746.199
GXT4-288VBATKIT | GXT4 288V Int Battery Kit For GXT 8-10kVA RT208 UPS | 1350 | 30% | 952.0875
GXT4-288VBATT | GXT4 288V RT EBC w/ RMKIT For GXT 8-10kVA RT208 UPS | 3076 | 30% | 2169.349
GXT4-3000RT120T | GXT4 TAA 3000VA 120V RT | 4729 | 30% | 3335.1273
GXT430R1WRK3WE | TAA 3000VA/2700W, 120VAC, w/ rack slide kit, Unity SNMP, 3 year Ext Warranty | 4935 | 30% | 3480.4088
GXT4-48VBATT | GXT4 48V RT EBC w/ RMKIT For GXT 500-2000VA RT UPS | 1396 | 30% | 984.529
GXT4-48VBATTTAA | GXT4 TAA 48V EBC 500-2000VA | 1396 | 30% | 984.529
GXT4-5A48BATKIT | GXT4 5AH 48V Int Battery For GXT 5000VA RT UPS | 511 | 30% | 360.3827
GXT45A48BATKITT | GXT4 TAA BATT KIT 500-1000RT | 533 | 30% | 375.8982
GXT4-72VBATT | GXT4 72V RT EBC w/ RMKIT For GXT 3000VA RT UPS | 1830 | 30% | 1290.6075
GXT4-72VBATTTAA | GXT4 TAA 72V EBC FOR 3000VA | 1830 | 30% | 1290.6075
GXT4-9A48BATKIT | GXT4 9AH 48V Int Battery For GXT 1.5-2 kVA RT UPS | 660 | 30% | 465.465
GXT49A48BATKITT | GXT4 TAA BAT KIT 1500-2000RT | 688 | 30% | 485.212
GXT4-9A72BATKIT | GXT4 9AH 72V Int Battery For GXT 3000VA RT UPS | 1008 | 30% | 710.892
GXT49A72BATKITT | GXT4 TAA INT BAT KIT 3000RT | 1050 | 30% | 740.5125
GXT5-03KPOD01 | 3U MicroPOD Maintenance Bypass for GXT5-3KL630RT2UXL UPS | 700 | 30% | 493.675
GXT5-1000LVRT2UXL | GXT5 1000VA 120V UPS | 1578 | 30% | 1112.8845
GXT5-1000LVRT2UXLN | Liebert GXT5 1000, 1000W, 120VAC, Rack/Tower, SNMP Webcard | 2028 | 30% | 1430.247
GXT5-10KHVRT5UXLN | 10000VA/10000W, 5U, 208VAC, L-L-G | 11044 | 30% | 7788.781
GXT5-10KIRT5UXLN | 10kVA, 10kW, 230V, Hard-wired L-N-G | 11044 | 30% | 7788.781
GXT5-10KMVRT6UXLN | 10000VA/10000W, 6U, 120/208VAC, L-L-N-G | 12895 | 30% | 9094.1988
GXT5-144VBATKIT | Replacement Battery Kit for use with 5-6kVA ‘MV’ UPS Models | 1142 | 30% | 805.3955
GXT5-1500IRT2UXL | 1500VA, 1500W, 230V, C14 in, 8xC13 | 2043 | 30% | 1440.8257
GXT5-1500LVRT2UXL | GXT5 1500VA 120V UPS | 2043 | 30% | 1440.8257
GXT5-1500LVRT2UXLN | Liebert GXT5 1500, 1350W, 120VAC, Rack/Tower, SNMP Webcard | 2493 | 30% | 1758.1882
GXT5-15KMVRT11UXLN | Liebert GXT5 15kVA 15kW UPS | 20754 | 30% | 14636.7585
GXT5-192VBATKIT | Replacement Battery Kit for use with 5-10kVA ‘HV’ and 6KL630 UPS Models | 1484 | 30% | 1046.591
GXT5-2000IRT2UXL | 2000VA, 2000W, 230V, C20 in, 8xC13 | 2683 | 30% | 1892.1858
GXT5-2000LVRT2UXL | GXT5 2000VA 120V UPS | 2683 | 30% | 1892.1858
GXT5-2000LVRT2UXLN | Liebert GXT5 2000, 1800W, 120VAC, Rack/Tower, SNMP Webcard | 3133 | 30% | 2209.5482
GXT5-20KMVRT11UXLN | Liebert GXT5 20kVA 20kW UPS | 24038 | 30% | 16952.7995
GXT5-288VBATKIT | Replacement Battery Kit for use with 8-10kVA ‘MV’ UPS Models | 2140 | 30% | 1509.235
GXT5-3000IRT2UXL | 3kVA, 3kW, 230V, C20 in, 6xC13, C19 | 4467 | 30% | 3150.3517
GXT5-3000LVRT2UXL | GXT5 3000VA 120V UPS | 4467 | 30% | 3150.3517
GXT5-3000LVRT2UXLN | Liebert GXT5 3000, 2700W, 120VAC, Rack/Tower, SNMP Webcard | 4917 | 30% | 3467.7142
GXT5-36VBATKIT | GXT5 UPS 36V Int Battery Kit | 495 | 30% | 349.0987
GXT5-3KL620RT2UXL | 3000VA/2700W, 2U, 208VAC, L6-20P | 4467 | 30% | 3150.3517
GXT5-3KL630RT2UXL | 3000VA/3000W, 2U, 208VAC, L6-30P | 4467 | 30% | 3150.3517
GXT5-48VBATKIT | GXT5 UPS 48V Int Battery Kit | 638 | 30% | 449.9495
GXT5-5000HVRT5UXLN | 5000VA/5000W, 5U, 208VAC, L-L-G | 6921 | 30% | 4881.0352
GXT5-5000MVRT4UXLN | 5000VA/5000W, 4U, 120/208VAC, L-L-N-G | 8191 | 30% | 5776.7028
GXT5-500LVRT2UXL | GXT5 500VA 120V UPS | 1317 | 30% | 928.8143
GXT5-500LVRT2UXLN | Liebert GXT5 500, 500W, 120VAC, Rack/Tower, SNMP Webcard | 1767 | 30% | 1246.1767
GXT5-6000IRT5UXLN | 6kVA, 6kW, 230V, Hard-wired L-N-G | 7170 | 30% | 5056.6425
GXT5-6000MVRT4UXLN | 6000VA/6000W, 4U, 120/208VAC, L-L-N-G | 9141 | 30% | 6446.6903
GXT5-6000RT208 | GXT5 6000 UPS compatible with pre-installed GXT3/GXT4 PODs, 6000VA/5000W Hardwired | 7887 | 30% | 5562.3067
GXT5-6000RTL630 | GXT5-6000 UPS compatible with pre-installed GXT3/GXT4 PODs, 4900VA/4600W L6-30 plug | 7887 | 30% | 5562.3067
GXT5-6KL630RT5UXLN | 4900VA/4600W, 5U, 208VAC, L6-30P | 7510 | 30% | 5296.4275
GXT5-72VBATKIT | GXT5 UPS 72V Int Battery Kit | 1019 | 30% | 718.6498
GXT5-750LVRT2UXL | GXT5 750VA 120V UPS | 1441 | 30% | 1016.2653
GXT5-750LVRT2UXLN | Liebert GXT5 750, 750W, 120VAC, Rack/Tower, SNMP Webcard | 1891 | 30% | 1333.6277
GXT5-8000HVRT5UXLN | 8000VA/8000W, 5U, 208VAC, L-L-G | 9500 | 30% | 6699.875
GXT5-8000MVRT6UXLN | 8000VA/8000W, 6U, 120/208VAC, L-L-N-G | 10443 | 30% | 7364.9258
GXT5-EBC144VRT2U | GXT5 144V External Battery Cabinet | 1852 | 30% | 1306.123
GXT5-EBC192VRT3U | GXT5 192V External Battery cabinet | 1939 | 30% | 1367.4797
GXT5-EBC288VRT4U | GXT5 288V External Battery cabinet | 2481 | 30% | 1749.7252
GXT5-EBC36VRT2U | GXT5 36V External Battery cabinet | 1084 | 30% | 764.491
GXT5-EBC48VRT2U | GXT5 48V External Battery cabinet | 1146 | 30% | 808.2165
GXT5-EBC72VRT2U | GXT5 72V External Battery cabinet | 1613 | 30% | 1137.5683
GXT5LI-1000LVRT2UXL | GXT5 Lithium-Ion 1000VA UPS, 120VAC, 2U Rack/Tower | 2800 | 30% | 1974.7
GXT5LI-1000LVRT2UXLN | GXT5 Lithium-Ion 1000VA UPS, 120VAC, 2U Rack/Tower, SNMP Card | 3250 | 30% | 2292.0625
GXT5LI-1500LVRT2UXL | GXT5 Lithium-Ion 1500VA UPS, 120VAC, 2U Rack/Tower | 3696 | 30% | 2606.604
GXT5LI-1500LVRT2UXLN | GXT5 Lithium-Ion 1500VA UPS, 120VAC, 2U Rack/Tower, SNMP Card | 4146 | 30% | 2923.9665
GXT5LI-2000LVRT2UXL | GXT5 Lithium-Ion 2000VA UPS, 120VAC, 2U Rack/Tower | 4290 | 30% | 3025.5225
GXT5LI-2000LVRT2UXLN | GXT5 Lithium-Ion 2000VA UPS, 120VAC, 2U Rack/Tower, SNMP Card | 4740 | 30% | 3342.885
GXT5LI-3000LVRT2UXL | GXT5 Lithium-Ion 3000VA UPS, 120VAC, 2U Rack/Tower | 6496 | 30% | 4581.304
GXT5LI-3000LVRT2UXLN | GXT5 Lithium-Ion 3000VA UPS, 120VAC, 2U Rack/Tower, SNMP Card | 6946 | 30% | 4898.6665
GXTCRDRFP-1K3K | CARD REFRESH GXT 1-3KVA W LIFE | 2380 | 30% | 1678.495
GXTCRDRFP-5K6K | CARD REFRESH GXT 5-6KVA W LIFE | 2983 | 30% | 2103.7607
GXTCRDRFP-8-10K | CARD REFRESH GXT 8-10KVA W LIFE | 3933 | 30% | 2773.7483
GXTCRDRFP-BATT | CARD REFRESH GXT EXT BATT CB W LIFE | 1038 | 30% | 732.0495
GXTCRDRPC-1K3K | CARD REPLACEMNT GXT 1-3KVA W LIFE | 1000 | 30% | 705.25
GXTCRDRPC-5K6K | CARD REPLACEMNT GXT 5-6KVA W LIFE | 1763 | 30% | 1243.3557
GXTCRDRPC-8-10K | CARD REPLACEMNT GXT 8-10KVA W LIFE | 2154 | 30% | 1519.1085
GXTSITEVISIT1-10K | One time site visit by a Vertiv factory trained technician to perform miscellaneous services that may be used to cover costs associated with extended travel times, start up, or removal services for a single phase UPS or battery product. Not to exceed 3 hours. | 780 | 30% | 550.095
HMX5100R-001 | HMX RX single DVI-D, USB, audio, SFP | 2307 | 30% | 1627.0117
HMX5100T-001 | HMX TX single DVI-D, USB, audio, SFP | 2307 | 30% | 1627.0117
HMX5150T-DP | HMXTX SNGL DP,USB,Audio, Zero U | 1382 | 30% | 974.6555
HMX5150T-DVID | HMXTX SNGL DVID,USB,Audio, Zero U | 1382 | 30% | 974.6555
HMX5150T-VGA | HMXTX SNGL VGA,USB,Audio, Zero U | 1382 | 30% | 974.6555
HMX5200R-001 | HMX RX dual DVI-D, USB, audio, SFP | 2472 | 30% | 1743.378
HMX5200T-001 | HMX TX dual DVI-D, USB, audio, SFP | 2472 | 30% | 1743.378
HMX6150T-DP | HMXTX DP, USB 2.0, Audio, Zero U | 1455 | 30% | 1026.1387
HMX6150T-HDMI | HMXTX HDMI, USB 2.0 , Audio, Zero U | 1455 | 30% | 1026.1387
HMX6200RXDP-400 | HMXRX,Dual DP++,USB,Audio,SFP | 3000 | 30% | 2115.75
HMX6200T-001 | HMX TX dual DVI-D,QSXGA,USB,audio,SFP | 2719 | 30% | 1917.5747
HMX6200TDP-400 | HMXTX,Dual DP,USB Audio,SFP | 3000 | 30% | 2115.75
HMX6210T-001 | HMX TX dualDVI-D,QSXGA,USB,audio,SFP,VNC | 3050 | 30% | 2151.0125
HMX6500R-400 | DH-DP RX, AUDIO, USB 2.0, VDI | 3594 | 30% | 2534.6685
HMX8000R-400 | DH 4K,audio,USB2.0, 10GB-Rx | 4381 | 30% | 3089.7002
HMX8000T-400 | DH 4K,audio,USB2.0, 10GB-Tx | 4381 | 30% | 3089.7002
HMXAMGR24G2-400 | HMX Advanced Manager G2 hardware 24 node | 7398 | 30% | 5217.4395
HMXLIC-100 | HMX Advanced Manager 100 node lic | 11407 | 30% | 8044.7868
HMXLIC-100BDL | HMX Advanced Mgr PRI/BKUP 100 node lic | 16194 | 30% | 11420.8185
HMXLIC-50 | HMX Advanced Manager 50 node lic | 4398 | 30% | 3101.6895
HMXLIC-50BDL | HMX Advanced Mgr PRI/BKUP 50 node lic | 6597 | 30% | 4652.5342
HMXLIC-UG100-UNBDL | HMX License Upgrade from 100 to Unlimited Bundle(Primary & Backup) | 12779 | 30% | 9012.3898
HMXLIC-UG100-UNL | HMX License Upgrade from 100 to Unlimited | 8597 | 30% | 6063.0342
HMXLIC-UG50-100 | HMX License Upgrade from 50 to 100 | 7010 | 30% | 4943.8025
HMXLIC-UG50-100BD | HMX License Upgrade from 50 to 100 Bundle(Primary & Backup) | 9596 | 30% | 6767.579
HMXLIC-UG50-UNBDL | HMX License Upgrade from 50 to Unlimited Bundle(Primary & Backup) | 22376 | 30% | 15780.674
HMXLIC-UG50-UNL | HMX License Upgrade from 50 to Unlimited | 15606 | 30% | 11006.1315
HMXLIC-UNL | HMX Advanced Manager unlimited node lic | 20004 | 30% | 14107.821
HMXLIC-UNLBDL | HMX Advanced Mgr PRI/BKUP unlimited lic | 28971 | 30% | 20431.7977
HMX-MM-10G-SFP | 10Gb SFP Multi Mode Fiber | 132 | 30% | 93.093
HMX-SM-10G-SFP | 10Gb SFP Single Mode Fibr | 189 | 30% | 133.2922
HW120V15AKIT | Hardwire kit, 120V, 15A (1) Pole Breaker, ½" & ¾" conduit knockout | 103 | 30% | 72.6407
HW120V20AKIT | Hardwire kit, 120V, 20A (1) Pole Breaker, ½" & ¾" conduit knockout | 103 | 30% | 72.6407
HW120V30AKIT | Hardwire kit, 120V, 30A (1) Pole Breaker, ½" & ¾" conduit knockout | 103 | 30% | 72.6407
HW208V15AKIT | Hardwire kit, 208V, 15A (2) Pole Breaker, ½" & ¾" conduit knockout | 137 | 30% | 96.6192
HW208V20AKIT | Hardwire kit, 208V, 20A (2) Pole Breaker, ½" & ¾" conduit knockout | 137 | 30% | 96.6192
HW208V30AKIT | Hardwire kit, 208V, 30A (2) Pole Breaker, ½" & ¾" conduit knockout | 137 | 30% | 96.6192
HW240V15AKIT | Hardwire kit, 240V, 15A (2) Pole Breaker, ½" & ¾" conduit knockout | 137 | 30% | 96.6192
HW240V20AKIT | Hardwire kit, 240V, 20A (2) Pole Breaker, ½" & ¾" conduit knockout | 137 | 30% | 96.6192
HW240V30AKIT | Hardwire kit, 240V, 30A (2) Pole Breaker, ½" & ¾" conduit knockout | 137 | 30% | 96.6192
HWPLATEKIT | Sheetmetal plate with 1 ½ " and 2" conduit knockouts, no breaker | 23 | 30% | 16.2207
I10001 | rPDU, Basic Upgradeable, 20A, 120V, 1.9kW, Vertical, (24) NEMA 5-20R, 10ft power cord with 5-20P, Black Powder Coat. | 620 | 30% | 437.255
I10002 | rPDU, Basic Upgradeable, 30A, 120V, 2.8kW, Vertical, (24) NEMA 5-20R, 10ft power cord with L5-30P, Black Powder Coat. | 702 | 30% | 495.0855
I10003L | rPDU, Basic Upgradeable, 30A, 208V, 4.9kW, Vertical, (30) Locking IEC C13, (6) Locking IEC C19, 10ft power cord with L6-30P, Black Powder Coat. | 1042 | 30% | 734.8705
I10004L | rPDU, Basic Upgradeable, 30A, 208V, 4.9kW, Vertical, (30) Locking IEC C13, (6) Locking IEC C19, 10ft power cord with 2P+E (IP44), Black Powder Coat. | 1143 | 30% | 806.1007
I10005L | rPDU, Basic Upgradeable, 20A, 120/208V WYE, 5.7kW, Vertical, (33) Locking IEC C13, (6) Locking IEC C19, (2) NEMA 5-20R, 10ft power cord with L21-20P, Black Powder Coat. | 964 | 30% | 679.861
I10006L | rPDU, Basic Upgradeable, 20A, 120/208V WYE, 5.7kW, Vertical, (36) Locking IEC C13, (6) Locking IEC C19, 10ft power cord with L21-20P, Black Powder Coat. | 997 | 30% | 703.1343
I10007L | rPDU, Basic Upgradeable, 30A, 120/208V WYE, 8.6kW, Vertical, (24) Locking IEC C13, (6) Locking IEC C19, 10ft power cord with L21-30P, Black Powder Coat. | 1226 | 30% | 864.6365
I10008L | rPDU, Basic Upgradeable, 30A, 208V DELTA, 8.6kW, Vertical, (24) Locking IEC C13, (6) Locking IEC C19, 10ft power cord with L15-30P, Black Powder Coat. | 1221 | 30% | 861.1102
I10009L | rPDU, Basic Upgradeable, 35A, 208V DELTA, 10.0kW, Vertical, (24) Locking IEC C13, (6) Locking IEC C19, 10ft power cord with 3P+E CA, Black Powder Coat. | 1515 | 30% | 1068.4538
I10011L | rPDU, Basic Upgradeable, 30A, 230/400V WYE, 16.6kW, Vertical, (24) Locking IEC C13, (6) Locking IEC C19, 10ft power cord with 3P+N+E (IP44), Black Powder Coat. | 1696 | 30% | 1196.104
I10012L | rPDU, Basic Upgradeable, 30A, 230/400V WYE, 16.6kW, Vertical, (24) Locking IEC C13, (6) Locking IEC C19, 10ft power cord with L22-30P, Black Powder Coat. | 1296 | 30% | 914.004
I10013 | rPDU, Basic Upgradeable, 20A, 120V, 1.9kW, Vertical, (24) NEMA 5-20R, 10ft power cord with L5-20P, Black Powder Coat. | 634 | 30% | 447.1285
I10015L | rPDU, Basic Upgradeable, 50A, 208V DELTA, 14.4kW, Vertical, (12) Locking IEC C13, (12) Locking IEC C19, 10ft power cord with 3P+E CA, Black Powder Coat. | 1930 | 30% | 1361.1325
I10016L | rPDU, Basic Upgradeable, 60A, 208V DELTA, 17.2kW, Vertical, (12) Locking IEC C13, (12) Locking IEC C19, 10ft power cord with 3P+E (IP44), Black Powder Coat. | 2364 | 30% | 1667.211
I10017L | rPDU, Basic Upgradeable, 50A, 208V DELTA, 14.4kW, Vertical, (6) Locking IEC C13, (18) Locking IEC C19, 10ft power cord with 3P+E CA, Black Powder Coat. | 1966 | 30% | 1386.5215
I10018L | rPDU, Basic Upgradeable, 60A, 208V DELTA, 17.2kW, Vertical, (6) Locking IEC C13, (18) Locking IEC C19, 10ft power cord with 3P+E (IP44), Black Powder Coat. | 2396 | 30% | 1689.779
I10019L | rPDU, Basic Upgradeable, 50A, 208V DELTA, 14.4kW, Horizontal, (3) Locking IEC C13, (12) Locking IEC C19, 10ft power cord with 3P+E CA, Black Powder Coat. | 1847 | 30% | 1302.5967
I10020L | rPDU, Basic Upgradeable, 60A, 208V DELTA, 17.2kW, Horizontal, (3) Locking IEC C13, (12) Locking IEC C19, 10ft power cord with 3P+E (IP44), Black Powder Coat. | 2281 | 30% | 1608.6753
I10021L | rPDU, Basic Upgradeable, 50A, 208V DELTA, 14.4kW, Vertical, (30) Locking IEC C13, 10ft power cord with 3P+E CA, Black Powder Coat. | 1952 | 30% | 1376.648
I10022L | rPDU, Basic Upgradeable, 60A, 208V DELTA, 17.2kW, Vertical, (30) Locking IEC C13, 10ft power cord with 3P+E (IP44), Black Powder Coat. | 2425 | 30% | 1710.2313
I10023L | rPDU, Basic Upgradeable, 50A, 208V DELTA, 14.4kW, Vertical, (36) Locking IEC C13, (12) Locking IEC C19, 10ft power cord with 3P+E CA, Black Powder Coat. | 2261 | 30% | 1594.5702
I10024L | rPDU, Basic Upgradeable, 60A, 208V DELTA, 17.2kW, Vertical, (36) Locking IEC C13, (12) Locking IEC C19, 10ft power cord with 3P+E (IP44), Black Powder Coat. | 2694 | 30% | 1899.9435
I10025L | rPDU, Basic Upgradeable, 50A, 208V DELTA, 14.4kW, Vertical, (48) Locking IEC C13, 10ft power cord with 3P+E CA, Black Powder Coat. | 2083 | 30% | 1469.0358
I10026L | rPDU, Basic Upgradeable, 60A, 208V DELTA, 17.2kW, Vertical, (48) Locking IEC C13, 10ft power cord with 3P+E (IP44), Black Powder Coat. | 2485 | 30% | 1752.5463
I10027L | rPDU, Basic Upgradeable, 40A, 230/400V WYE, 27.6kW, Vertical, (30) Locking IEC C13, (12) Locking IEC C19, 10ft power cord with 3P+N+E (IP44), Black Powder Coat. | 2657 | 30% | 1873.8492
I10028L | rPDU, Basic Upgradeable, 60A, 208V, 9.9kW, Vertical, (18) Locking IEC C13, (6) Locking IEC C19, 10ft power cord with 2P+E (IP44), Black Powder Coat. | 1753 | 30% | 1236.3032
I10029L | rPDU, Basic Upgradeable, 60A, 208V, 9.9kW, Vertical, (42) Locking IEC C13, (6) Locking IEC C19, 10ft power cord with 2P+E (IP44), Black Powder Coat. | 2074 | 30% | 1462.6885
I10030 | rPDU, Basic Upgradeable, 30A, 208V, 4.9kW, Vertical, (30) IEC C13, (6) IEC C19, 10ft power cord with L6-30P, Black Powder Coat. | 884 | 30% | 623.441
I10031 | rPDU, Basic Upgradeable, 30A, 208V, 4.9kW, Vertical, (36) IEC C13, (6) IEC C19, 10ft power cord with L6-30P, Black Powder Coat. | 911 | 30% | 642.4828
I10032 | rPDU, Basic Upgradeable, 30A, 208V DELTA, 8.6kW, Vertical, (36) IEC C13, (6) IEC C19, 10ft power cord with L15-30P, Black Powder Coat. | 1028 | 30% | 724.997
I10033 | rPDU, Basic Upgradeable, 30A, 120/208V WYE, 8.6kW, Vertical, (36) IEC C13, (6) IEC C19, 10ft power cord with L21-30P, Black Powder Coat. | 1019 | 30% | 718.6498
I10034 | rPDU, Basic Upgradeable, 30A, 120/208V WYE, 8.6kW, Vertical, (24) IEC C13, (3) IEC C19, (6) NEMA 5-20R, 10ft power cord with L21-30P, Black Powder Coat. | 1103 | 30% | 777.8907
I10035 | rPDU, Basic Upgradeable, 30A, 120/208V WYE, 8.6kW, Vertical, (24) NEMA 5-20R, 10ft power cord with L21-30P, Black Powder Coat. | 1121 | 30% | 790.5852
I10036 | rPDU, Basic Upgradeable, 30A, 120/208V WYE, 8.6kW, Vertical, (30) IEC C13, (6) IEC C19, (2) NEMA 5-20R, 10ft power cord with L21-30P, Black Powder Coat. | 1037 | 30% | 731.3442
I10037 | rPDU, Basic Upgradeable, 30A, 230/400V WYE, 16.6kW, Vertical, (48) IEC C13, 10ft power cord with 3P+N+E (IP44), Black Powder Coat. | 1253 | 30% | 883.6782
I10038L | rPDU, Basic Upgradeable, 30A, 230/400V WYE, 16.6kW, Vertical, (12) Locking IEC C13, (12) Locking IEC C19, 10ft power cord with 3P+N+E (IP44), Black Powder Coat. | 1595 | 30% | 1124.8737
I10045L | rPDU, Basic Upgradeable, 60A, 208V DELTA, 17.2kW, Vertical, (12) Locking IEC C13, (12) Locking IEC C19, 10ft power cord with 3P+E (IP67), Black Powder Coat. | 2460 | 30% | 1734.915
I10046L | rPDU, Basic Upgradeable, 60A, 208V DELTA, 17.2kW, Vertical, (6) Locking IEC C13, (18) Locking IEC C19, 10ft power cord with 3P+E (IP67), Black Powder Coat. | 2491 | 30% | 1756.7777
I10047L | rPDU, Basic Upgradeable, 60A, 208V DELTA, 17.2kW, Horizontal, (3) Locking IEC C13, (12) Locking IEC C19, 10ft power cord with 3P+E (IP67), Black Powder Coat. | 2376 | 30% | 1675.674
I10048L | rPDU, Basic Upgradeable, 60A, 208V DELTA, 17.2kW, Vertical, (30) Locking IEC C13, 10ft power cord with 3P+E (IP67), Black Powder Coat. | 2520 | 30% | 1777.23
I10049L | rPDU, Basic Upgradeable, 60A, 208V DELTA, 17.2kW, Vertical, (36) Locking IEC C13, (12) Locking IEC C19, 10ft power cord with 3P+E (IP67), Black Powder Coat. | 2790 | 30% | 1967.6475
I10050L | rPDU, Basic Upgradeable, 60A, 208V DELTA, 17.2kW, Vertical, (48) Locking IEC C13, 10ft power cord with 3P+E (IP67), Black Powder Coat. | 2581 | 30% | 1820.2502
I10051L | rPDU, Basic Upgradeable, 60A, 208V, 9.9kW, Vertical, (18) Locking IEC C13, (6) Locking IEC C19, 10ft power cord with 2P+E (IP67), Black Powder Coat. | 1812 | 30% | 1277.913
I10052L | rPDU, Basic Upgradeable, 60A, 208V, 9.9kW, Vertical, (42) Locking IEC C13, (6) Locking IEC C19, 10ft power cord with 2P+E (IP67), Black Powder Coat. | 2133 | 30% | 1504.2983
I10054 | rPDU, Metered Upgradeable, 20A, 120V, 1.9kW, Vertical, (24) NEMA 5-20R, 10ft power cord with 5-20P, Black Powder Coat. | 671 | 30% | 473.2228
I10055 | rPDU, Metered Upgradeable, 30A, 120V, 2.8kW, Vertical, (24) NEMA 5-20R, 10ft power cord with L5-30P, Black Powder Coat. | 768 | 30% | 541.632
I10056L | rPDU, Metered Upgradeable, 30A, 208V, 4.9kW, Vertical, (30) Locking IEC C13, (6) Locking IEC C19, 10ft power cord with L6-30P, Black Powder Coat. | 1093 | 30% | 770.8382
I10057L | rPDU, Metered Upgradeable, 30A, 208V, 4.9kW, Vertical, (30) Locking IEC C13, (6) Locking IEC C19, 10ft power cord with 2P+E (IP44), Black Powder Coat. | 1195 | 30% | 842.7738
I10058L | rPDU, Metered Upgradeable, 20A, 120/208V WYE, 5.7kW, Vertical, (33) Locking IEC C13, (6) Locking IEC C19, (2) NEMA 5-20R, 10ft power cord with L21-20P, Black Powder Coat. | 1015 | 30% | 715.8288
I10059L | rPDU, Metered Upgradeable, 20A, 120/208V WYE, 5.7kW, Vertical, (36) Locking IEC C13, (6) Locking IEC C19, 10ft power cord with L21-20P, Black Powder Coat. | 1049 | 30% | 739.8072
I10060L | rPDU, Metered Upgradeable, 30A, 120/208V WYE, 8.6kW, Vertical, (24) Locking IEC C13, (6) Locking IEC C19, 10ft power cord with L21-30P, Black Powder Coat. | 1277 | 30% | 900.6042
I10061L | rPDU, Metered Upgradeable, 30A, 208V DELTA, 8.6kW, Vertical, (24) Locking IEC C13, (6) Locking IEC C19, 10ft power cord with L15-30P, Black Powder Coat. | 1272 | 30% | 897.078
I10062L | rPDU, Metered Upgradeable, 35A, 208V DELTA, 10.0kW, Vertical, (24) Locking IEC C13, (6) Locking IEC C19, 10ft power cord with 3P+E CA, Black Powder Coat. | 1566 | 30% | 1104.4215
I10064L | rPDU, Metered Upgradeable, 30A, 230/400V WYE, 16.6kW, Vertical, (24) Locking IEC C13, (6) Locking IEC C19, 10ft power cord with 3P+N+E (IP44), Black Powder Coat. | 1747 | 30% | 1232.0717
I10065L | rPDU, Metered Upgradeable, 30A, 230/400V WYE, 16.6kW, Vertical, (24) Locking IEC C13, (6) Locking IEC C19, 10ft power cord with L22-30P, Black Powder Coat. | 1347 | 30% | 949.9718
I10066 | rPDU, Metered Upgradeable, 20A, 120V, 1.9kW, Vertical, (24) NEMA 5-20R, 10ft power cord with L5-20P, Black Powder Coat. | 685 | 30% | 483.0962
I10067L | rPDU, Metered Upgradeable, 50A, 208V DELTA, 14.4kW, Vertical, (12) Locking IEC C13, (12) Locking IEC C19, 10ft power cord with 3P+E CA, Black Powder Coat. | 1981 | 30% | 1397.1002
I10068L | rPDU, Metered Upgradeable, 60A, 208V DELTA, 17.2kW, Vertical, (12) Locking IEC C13, (12) Locking IEC C19, 10ft power cord with 3P+E (IP44), Black Powder Coat. | 2415 | 30% | 1703.1788
I10069L | rPDU, Metered Upgradeable, 50A, 208V DELTA, 14.4kW, Vertical, (6) Locking IEC C13, (18) Locking IEC C19, 10ft power cord with 3P+E CA, Black Powder Coat. | 2017 | 30% | 1422.4892
I10070L | rPDU, Metered Upgradeable, 60A, 208V DELTA, 17.2kW, Vertical, (6) Locking IEC C13, (18) Locking IEC C19, 10ft power cord with 3P+E (IP44), Black Powder Coat. | 2447 | 30% | 1725.7468
I10071L | rPDU, Metered Upgradeable, 50A, 208V DELTA, 14.4kW, Horizontal, (3) Locking IEC C13, (12) Locking IEC C19, 10ft power cord with 3P+E CA, Black Powder Coat. | 1898 | 30% | 1338.5645
I10072L | rPDU, Metered Upgradeable, 60A, 208V DELTA, 17.2kW, Horizontal, (3) Locking IEC C13, (12) Locking IEC C19, 10ft power cord with 3P+E (IP44), Black Powder Coat. | 2332 | 30% | 1644.643
I10073L | rPDU, Metered Upgradeable, 50A, 208V DELTA, 14.4kW, Vertical, (30) Locking IEC C13, 10ft power cord with 3P+E CA, Black Powder Coat. | 2003 | 30% | 1412.6157
I10074L | rPDU, Metered Upgradeable, 60A, 208V DELTA, 17.2kW, Vertical, (30) Locking IEC C13, 10ft power cord with 3P+E (IP44), Black Powder Coat. | 2476 | 30% | 1746.199
I10075L | rPDU, Metered Upgradeable, 50A, 208V DELTA, 14.4kW, Vertical, (36) Locking IEC C13, (12) Locking IEC C19, 10ft power cord with 3P+E CA, Black Powder Coat. | 2312 | 30% | 1630.538
I10076L | rPDU, Metered Upgradeable, 60A, 208V DELTA, 17.2kW, Vertical, (36) Locking IEC C13, (12) Locking IEC C19, 10ft power cord with 3P+E (IP44), Black Powder Coat. | 2745 | 30% | 1935.9112
I10077L | rPDU, Metered Upgradeable, 50A, 208V DELTA, 14.4kW, Vertical, (48) Locking IEC C13, 10ft power cord with 3P+E CA, Black Powder Coat. | 2134 | 30% | 1505.0035
I10078L | rPDU, Metered Upgradeable, 60A, 208V DELTA, 17.2kW, Vertical, (48) Locking IEC C13, 10ft power cord with 3P+E (IP44), Black Powder Coat. | 2536 | 30% | 1788.514
I10079L | rPDU, Metered Upgradeable, 40A, 230/400V WYE, 27.6kW, Vertical, (30) Locking IEC C13, (12) Locking IEC C19, 10ft power cord with 3P+N+E (IP44), Black Powder Coat. | 2708 | 30% | 1909.817
I10080L | rPDU, Metered Upgradeable, 60A, 208V, 9.9kW, Vertical, (18) Locking IEC C13, (6) Locking IEC C19, 10ft power cord with 2P+E (IP44), Black Powder Coat. | 1804 | 30% | 1272.271
I10081L | rPDU, Metered Upgradeable, 60A, 208V, 9.9kW, Vertical, (42) Locking IEC C13, (6) Locking IEC C19, 10ft power cord with 2P+E (IP44), Black Powder Coat. | 2125 | 30% | 1498.6562
I10082 | rPDU, Metered Upgradeable, 30A, 208V, 4.9kW, Vertical, (30) IEC C13, (6) IEC C19, 10ft power cord with L6-30P, Black Powder Coat. | 935 | 30% | 659.4088
I10083 | rPDU, Metered Upgradeable, 30A, 208V, 4.9kW, Vertical, (36) IEC C13, (6) IEC C19, 10ft power cord with L6-30P, Black Powder Coat. | 962 | 30% | 678.4505
I10084 | rPDU, Metered Upgradeable, 30A, 208V DELTA, 8.6kW, Vertical, (36) IEC C13, (6) IEC C19, 10ft power cord with L15-30P, Black Powder Coat. | 1080 | 30% | 761.67
I10085 | rPDU, Metered Upgradeable, 30A, 120/208V WYE, 8.6kW, Vertical, (36) IEC C13, (6) IEC C19, 10ft power cord with L21-30P, Black Powder Coat. | 1070 | 30% | 754.6175
I10086 | rPDU, Metered Upgradeable, 30A, 120/208V WYE, 8.6kW, Vertical, (24) IEC C13, (3) IEC C19, (6) NEMA 5-20R, 10ft power cord with L21-30P, Black Powder Coat. | 1154 | 30% | 813.8585
I10087 | rPDU, Metered Upgradeable, 30A, 120/208V WYE, 8.6kW, Vertical, (24) NEMA 5-20R, 10ft power cord with L21-30P, Black Powder Coat. | 1172 | 30% | 826.553
I10088 | rPDU, Metered Upgradeable, 30A, 120/208V WYE, 8.6kW, Vertical, (30) IEC C13, (6) IEC C19, (2) NEMA 5-20R, 10ft power cord with L21-30P, Black Powder Coat. | 1088 | 30% | 767.312
I10089 | rPDU, Metered Upgradeable, 30A, 230/400V WYE, 16.6kW, Vertical, (48) IEC C13, 10ft power cord with 3P+N+E (IP44), Black Powder Coat. | 1304 | 30% | 919.646
I10090L | rPDU, Metered Upgradeable, 30A, 230/400V WYE, 16.6kW, Vertical, (12) Locking IEC C13, (12) Locking IEC C19, 10ft power cord with 3P+N+E (IP44), Black Powder Coat. | 1646 | 30% | 1160.8415
I10091L | rPDU, Metered Upgradeable, 60A, 208V DELTA, 17.2kW, Vertical, (12) Locking IEC C13, (12) Locking IEC C19, 10ft power cord with 3P+E (IP67), Black Powder Coat. | 2511 | 30% | 1770.8827
I10092L | rPDU, Metered Upgradeable, 60A, 208V DELTA, 17.2kW, Vertical, (6) Locking IEC C13, (18) Locking IEC C19, 10ft power cord with 3P+E (IP67), Black Powder Coat. | 2542 | 30% | 1792.7455
I10093L | rPDU, Metered Upgradeable, 60A, 208V DELTA, 17.2kW, Horizontal, (3) Locking IEC C13, (12) Locking IEC C19, 10ft power cord with 3P+E (IP67), Black Powder Coat. | 2427 | 30% | 1711.6418
I10094L | rPDU, Metered Upgradeable, 60A, 208V DELTA, 17.2kW, Vertical, (30) Locking IEC C13, 10ft power cord with 3P+E (IP67), Black Powder Coat. | 2571 | 30% | 1813.1978
I10095L | rPDU, Metered Upgradeable, 60A, 208V DELTA, 17.2kW, Vertical, (36) Locking IEC C13, (12) Locking IEC C19, 10ft power cord with 3P+E (IP67), Black Powder Coat. | 2841 | 30% | 2003.6152
I10096L | rPDU, Metered Upgradeable, 60A, 208V DELTA, 17.2kW, Vertical, (48) Locking IEC C13, 10ft power cord with 3P+E (IP67), Black Powder Coat. | 2632 | 30% | 1856.218
I10097L | rPDU, Metered Upgradeable, 60A, 208V, 9.9kW, Vertical, (18) Locking IEC C13, (6) Locking IEC C19, 10ft power cord with 2P+E (IP67), Black Powder Coat. | 1863 | 30% | 1313.8808
I10098L | rPDU, Metered Upgradeable, 60A, 208V, 9.9kW, Vertical, (42) Locking IEC C13, (6) Locking IEC C19, 10ft power cord with 2P+E (IP67), Black Powder Coat. | 2184 | 30% | 1540.266
I10100 | rPDU, Basic Upgradeable, 20A, 120V, 1.9kW, Horizontal, (10) NEMA 5-20R, 10ft power cord with 5-20P, Black Powder Coat. | 478 | 30% | 337.1095
I10101 | rPDU, Basic Upgradeable, 20A, 120V, 1.9kW, Horizontal, (10) NEMA 5-20R, 10ft power cord with L5-20P, Black Powder Coat. | 492 | 30% | 346.983
I10102 | rPDU, Basic Upgradeable, 30A, 120V, 2.8kW, Horizontal, (8) NEMA 5-20R, 10ft power cord with L5-30P, Black Powder Coat. | 586 | 30% | 413.2765
I10103L | rPDU, Basic Upgradeable, 30A, 208V, 4.9kW, Horizontal, (10) Locking IEC C13, 10ft power cord with L6-30P, Black Powder Coat. | 697 | 30% | 491.5593
I10104L | rPDU, Basic Upgradeable, 30A, 208V, 4.9kW, Horizontal, (4) Locking IEC C13, (4) Locking IEC C19, 10ft power cord with L6-30P, Black Powder Coat. | 691 | 30% | 487.3278
I10105L | rPDU, Basic Upgradeable, 30A, 120/208V WYE, 8.6kW, Horizontal, (6) Locking IEC C19, 10ft power cord with L21-30P, Black Powder Coat. | 1094 | 30% | 771.5435
I10106L | rPDU, Basic Upgradeable, 30A, 208V DELTA, 8.6kW, Horizontal, (6) Locking IEC C19, 10ft power cord with L15-30P, Black Powder Coat. | 1088 | 30% | 767.312
I10107L | rPDU, Basic Upgradeable, 35A, 208V DELTA, 10.0kW, Horizontal, (6) Locking IEC C19, 10ft power cord with 3P+E CA, Black Powder Coat. | 1221 | 30% | 861.1102
I10108L | rPDU, Basic Upgradeable, 30A, 230/400V WYE, 16.6kW, Horizontal, (6) Locking IEC C19, 10ft power cord with L22-30P, Black Powder Coat. | 1216 | 30% | 857.584
I10109L | rPDU, Basic Upgradeable, 30A, 230/400V WYE, 16.6kW, Horizontal, (6) Locking IEC C19, 10ft power cord with 3P+N+E (IP44), Black Powder Coat. | 1194 | 30% | 842.0685
I10111 | rPDU, Metered Upgradeable, 20A, 120V, 1.9kW, Horizontal, (10) NEMA 5-20R, 10ft power cord with 5-20P, Black Powder Coat. | 529 | 30% | 373.0772
I10112 | rPDU, Metered Upgradeable, 20A, 120V, 1.9kW, Horizontal, (10) NEMA 5-20R, 10ft power cord with L5-20P, Black Powder Coat. | 543 | 30% | 382.9507
I10113 | rPDU, Metered Upgradeable, 30A, 120V, 2.8kW, Horizontal, (8) NEMA 5-20R, 10ft power cord with L5-30P, Black Powder Coat. | 637 | 30% | 449.2443
I10114L | rPDU, Metered Upgradeable, 30A, 208V, 4.9kW, Horizontal, (10) Locking IEC C13, 10ft power cord with L6-30P, Black Powder Coat. | 748 | 30% | 527.527
I10115L | rPDU, Metered Upgradeable, 30A, 208V, 4.9kW, Horizontal, (4) Locking IEC C13, (4) Locking IEC C19, 10ft power cord with L6-30P, Black Powder Coat. | 742 | 30% | 523.2955
I10116L | rPDU, Metered Upgradeable, 30A, 120/208V WYE, 8.6kW, Horizontal, (6) Locking IEC C19, 10ft power cord with L21-30P, Black Powder Coat. | 1145 | 30% | 807.5113
I10117L | rPDU, Metered Upgradeable, 30A, 208V DELTA, 8.6kW, Horizontal, (6) Locking IEC C19, 10ft power cord with L15-30P, Black Powder Coat. | 1139 | 30% | 803.2798
I10118L | rPDU, Metered Upgradeable, 30A, 230/400V WYE, 16.6kW, Horizontal, (6) Locking IEC C19, 10ft power cord with L22-30P, Black Powder Coat. | 1267 | 30% | 893.5518
I10119L | rPDU, Metered Upgradeable, 30A, 230/400V WYE, 16.6kW, Horizontal, (6) Locking IEC C19, 10ft power cord with 3P+N+E (IP44), Black Powder Coat. | 1245 | 30% | 878.0363
I10120L | rPDU, Metered Upgradeable, 35A, 208V DELTA, 10.0kW, Horizontal, (6) Locking IEC C19, 10ft power cord with 3P+E CA, Black Powder Coat. | 1272 | 30% | 897.078
I10126L | rPDU, Basic Upgradeable, 20A, 230/400V WYE, 11.0kW, Vertical, (24) Locking IEC C13, (6) Locking IEC C19, 10ft power cord with L22-20P, Black Powder Coat. | 993 | 30% | 700.3132
I10127L | rPDU, Basic Upgradeable, 30A, 208V DELTA, 8.6kW, Vertical, (24) Locking IEC C13, (6) Locking IEC C19, 10ft power cord with L15-30P, Black Powder Coat. | 1221 | 30% | 861.1102
I10128L | rPDU, Basic Upgradeable, 35A, 208V DELTA, 10.0kW, Vertical, (24) Locking IEC C13, (6) Locking IEC C19, 10ft power cord with 3P+E CA, Black Powder Coat. | 1515 | 30% | 1068.4538
I10129L | rPDU, Basic Upgradeable, 30A, 120/208V WYE, 8.6kW, Vertical, (24) Locking IEC C13, (6) Locking IEC C19, 10ft power cord with L21-30P, Black Powder Coat. | 1226 | 30% | 864.6365
I10130L | rPDU, Basic Upgradeable, 30A, 230/400V WYE, 16.6kW, Vertical, (24) Locking IEC C13, (6) Locking IEC C19, 10ft power cord with L22-30P, Black Powder Coat. | 1296 | 30% | 914.004
I10131L | rPDU, Basic Upgradeable, 30A, 230/400V WYE, 16.6kW, Vertical, (24) Locking IEC C13, (6) Locking IEC C19, 10ft power cord with 3P+N+E (IP44), Black Powder Coat. | 1696 | 30% | 1196.104
I10133L | rPDU, Basic Upgradeable, 30A, 208V DELTA, 8.6kW, Vertical, (36) Locking IEC C13, (6) Locking IEC C19, 10ft power cord with L15-30P, Black Powder Coat. | 1395 | 30% | 983.8237
I10134L | rPDU, Basic Upgradeable, 35A, 208V DELTA, 10.0kW, Vertical, (36) Locking IEC C13, (6) Locking IEC C19, 10ft power cord with 3P+E CA, Black Powder Coat. | 1685 | 30% | 1188.3463
I10135L | rPDU, Basic Upgradeable, 30A, 120/208V WYE, 8.6kW, Vertical, (36) Locking IEC C13, (6) Locking IEC C19, (2) NEMA 5-20R, 10ft power cord with L21-30P, Black Powder Coat. | 1426 | 30% | 1005.6865
I10136L | rPDU, Basic Upgradeable, 30A, 230/400V WYE, 16.6kW, Vertical, (36) Locking IEC C13, (6) Locking IEC C19, 10ft power cord with L22-30P, Black Powder Coat. | 1468 | 30% | 1035.307
I10137L | rPDU, Basic Upgradeable, 30A, 230/400V WYE, 16.6kW, Vertical, (36) Locking IEC C13, (6) Locking IEC C19, 10ft power cord with 3P+N+E (IP44), Black Powder Coat. | 1869 | 30% | 1318.1123
I10138L | rPDU, Metered Upgradeable, 20A, 230/400V WYE, 11.0kW, Vertical, (24) Locking IEC C13, (6) Locking IEC C19, 10ft power cord with L22-20P, Black Powder Coat. | 1044 | 30% | 736.281
I10139L | rPDU, Metered Upgradeable, 30A, 208V DELTA, 8.6kW, Vertical, (24) Locking IEC C13, (6) Locking IEC C19, 10ft power cord with L15-30P, Black Powder Coat. | 1272 | 30% | 897.078
I10140L | rPDU, Metered Upgradeable, 35A, 208V DELTA, 10.0kW, Vertical, (24) Locking IEC C13, (6) Locking IEC C19, 10ft power cord with 3P+E CA, Black Powder Coat. | 1566 | 30% | 1104.4215
I10141L | rPDU, Metered Upgradeable, 30A, 120/208V WYE, 8.6kW, Vertical, (24) Locking IEC C13, (6) Locking IEC C19, 10ft power cord with L21-30P, Black Powder Coat. | 1277 | 30% | 900.6042
I10142L | rPDU, Metered Upgradeable, 30A, 230/400V WYE, 16.6kW, Vertical, (24) Locking IEC C13, (6) Locking IEC C19, 10ft power cord with L22-30P, Black Powder Coat. | 1347 | 30% | 949.9718
I10143L | rPDU, Metered Upgradeable, 30A, 230/400V WYE, 16.6kW, Vertical, (24) Locking IEC C13, (6) Locking IEC C19, 10ft power cord with 3P+N+E (IP44), Black Powder Coat. | 1747 | 30% | 1232.0717
I10145L | rPDU, Metered Upgradeable, 30A, 208V DELTA, 8.6kW, Vertical, (36) Locking IEC C13, (6) Locking IEC C19, 10ft power cord with L15-30P, Black Powder Coat. | 1446 | 30% | 1019.7915
I10146L | rPDU, Metered Upgradeable, 35A, 208V DELTA, 10.0kW, Vertical, (36) Locking IEC C13, (6) Locking IEC C19, 10ft power cord with 3P+E CA, Black Powder Coat. | 1736 | 30% | 1224.314
I10147L | rPDU, Metered Upgradeable, 30A, 120/208V WYE, 8.6kW, Vertical, (36) Locking IEC C13, (6) Locking IEC C19, (2) NEMA 5-20R, 10ft power cord with L21-30P, Black Powder Coat. | 1477 | 30% | 1041.6542
I10148L | rPDU, Metered Upgradeable, 30A, 230/400V WYE, 16.6kW, Vertical, (36) Locking IEC C13, (6) Locking IEC C19, 10ft power cord with L22-30P, Black Powder Coat. | 1519 | 30% | 1071.2748
I10149L | rPDU, Metered Upgradeable, 30A, 230/400V WYE, 16.6kW, Vertical, (36) Locking IEC C13, (6) Locking IEC C19, 10ft power cord with 3P+N+E (IP44), Black Powder Coat. | 1920 | 30% | 1354.08
I10151L | rPDU, Metered Upgradeable, 20A, 230/400V WYE, 11.0kW, Horizontal, (12) Locking IEC C13, (6) Locking IEC C19, 10ft power cord with 3P+N+E (IP44), Black Powder Coat. | 1065 | 30% | 751.0913
I10153L | rPDU, Metered Upgradeable, 20A, 230/400V WYE, 11.0kW, Vertical, (24) Locking IEC C13, (6) Locking IEC C19, 10ft power cord with 3P+N+E (IP44), Black Powder Coat. | 1135 | 30% | 800.4588
I10154 | rPDU, Metered Upgradeable, 20A, 230/400V WYE, 11.0kW, Vertical, (36) IEC C13, (6) IEC C19, 10ft power cord with 3P+N+E (IP44), Black Powder Coat. | 920 | 30% | 648.83
I10159L | rPDU, Basic Upgradeable, 20A, 230/400V WYE, 11.0kW, Horizontal, (12) Locking IEC C13, (6) Locking IEC C19, 10ft power cord with 3P+N+E (IP44), Black Powder Coat. | 1014 | 30% | 715.1235
I10161L | rPDU, Basic Upgradeable, 20A, 230/400V WYE, 11.0kW, Vertical, (24) Locking IEC C13, (6) Locking IEC C19, 10ft power cord with 3P+N+E (IP44), Black Powder Coat. | 1084 | 30% | 764.491
I10162 | rPDU, Basic Upgradeable, 20A, 230/400V WYE, 11.0kW, Vertical, (36) IEC C13, (6) IEC C19, 10ft power cord with 3P+N+E (IP44), Black Powder Coat. | 869 | 30% | 612.8623
I10171L | rPDU, Basic Upgradeable, 20A, 208V, 3.3kW, Horizontal, (10) Locking IEC C13, 10ft power cord with L6-20P, Black Powder Coat. | 521 | 30% | 367.4352
I10172L | rPDU, Metered Upgradeable, 20A, 208V, 3.3kW, Horizontal, (10) Locking IEC C13, 10ft power cord with L6-20P, Black Powder Coat. | 572 | 30% | 403.403
I10175L | rPDU, Basic Upgradeable, 20A, 208V, 3.3kW, Vertical, (20) Locking IEC C13, (6) Locking IEC C19, 10ft power cord with L6-20P, Black Powder Coat. | 846 | 30% | 596.6415
I10176L | rPDU, Metered Upgradeable, 20A, 208V, 3.3kW, Vertical, (20) Locking IEC C13, (6) Locking IEC C19, 10ft power cord with L6-20P, Black Powder Coat. | 897 | 30% | 632.6092
I10401 | rPDU, Basic Upgradeable, 30A, 120/208V, 5.7kW, Vertical, (20) IEC C13, (4) IEC C19, (12) NEMA 5-20R, 10ft power cord with L14-30P, Black Powder Coat. | 1029 | 30% | 725.7023
I10405 | rPDU, Metered Upgradeable, 30A, 120/208V, 5.7kW, Vertical, (20) IEC C13, (4) IEC C19, (12) NEMA 5-20R, 10ft power cord with L14-30P, Black Powder Coat. | 1080 | 30% | 761.67
I10482 | rPDU, Basic Upgradeable, 50A, 208V DELTA, 14.4kW, Vertical, (30) Combination C13/C19, 10ft / 3m power cord with 3P+E CA, Black Powder Coat. | 1952 | 30% | 1376.648
I10483 | rPDU, Basic Upgradeable, 60A, 208V DELTA, 17.2kW, Vertical, (30) Combination C13/C19, 10ft / 3m power cord with 3P+E (IP44), Black Powder Coat. | 2294 | 30% | 1617.8435
I10484 | rPDU, Basic Upgradeable, 60A, 208V DELTA, 17.2kW, Vertical, (30) Combination C13/C19, 10ft / 3m power cord with 3P+E (IP67), Black Powder Coat. | 2389 | 30% | 1684.8423
I10485 | rPDU, Basic Upgradeable, 30A, 208V, 4.9kW, Vertical, (36) Combination C13/C19, 10ft / 3m power cord with L6-30P, Black Powder Coat. | 1042 | 30% | 734.8705
I10486 | rPDU, Basic Upgradeable, 20A, 230/400V WYE, 11.0kW, Vertical, (36) Combination C13/C19, 10ft / 3m power cord with 3P+N+E (IP44), Black Powder Coat. | 1121 | 30% | 790.5852
I10487 | rPDU, Basic Upgradeable, 30A, 120/208V WYE, 8.6kW, Vertical, (36) Combination C13/C19, 10ft / 3m power cord with L21-30P, Black Powder Coat. | 1278 | 30% | 901.3095
I10488 | rPDU, Basic Upgradeable, 30A, 208V DELTA, 8.6kW, Vertical, (36) Combination C13/C19, 10ft / 3m power cord with L15-30P, Black Powder Coat. | 1221 | 30% | 861.1102
I10489 | rPDU, Basic Upgradeable, 35A, 208V DELTA, 10.0kW, Vertical, (36) Combination C13/C19, 10ft / 3m power cord with 3P+E CA, Black Powder Coat. | 1586 | 30% | 1118.5265
I10490 | rPDU, Basic Upgradeable, 30A, 230/400V WYE, 16.6kW, Vertical, (36) Combination C13/C19, 10ft / 3m power cord with 3P+N+E (IP44), Black Powder Coat. | 1760 | 30% | 1241.24
I10491 | rPDU, Metered Upgradeable, 50A, 208V DELTA, 14.4kW, Vertical, (36) Combination C13/C19, 10ft / 3m power cord with 3P+E CA, Black Powder Coat. | 2003 | 30% | 1412.6157
I10492 | rPDU, Metered Upgradeable, 60A, 208V DELTA, 17.2kW, Vertical, (36) Combination C13/C19, 10ft / 3m power cord with 3P+E (IP44), Black Powder Coat. | 2345 | 30% | 1653.8113
I10493 | rPDU, Metered Upgradeable, 60A, 208V DELTA, 17.2kW, Vertical, (36) Combination C13/C19, 10ft / 3m power cord with 3P+E (IP67), Black Powder Coat. | 2440 | 30% | 1720.81
I10494 | rPDU, Metered Upgradeable, 30A, 208V, 4.9kW, Vertical, (36) Combination C13/C19, 10ft / 3m power cord with L6-30P, Black Powder Coat. | 1093 | 30% | 770.8382
I10495 | rPDU, Metered Upgradeable, 20A, 230/400V WYE, 11.0kW, Vertical, (36) Combination C13/C19, 10ft / 3m power cord with 3P+N+E (IP44), Black Powder Coat. | 1172 | 30% | 826.553
I10496 | rPDU, Metered Upgradeable, 30A, 120/208V WYE, 8.6kW, Vertical, (36) Combination C13/C19, 10ft / 3m power cord with L21-30P, Black Powder Coat. | 1329 | 30% | 937.2772
I10497 | rPDU, Metered Upgradeable, 30A, 208V DELTA, 8.6kW, Vertical, (36) Combination C13/C19, 10ft / 3m power cord with L15-30P, Black Powder Coat. | 1272 | 30% | 897.078
I10498 | rPDU, Metered Upgradeable, 35A, 208V DELTA, 10.0kW, Vertical, (36) Combination C13/C19, 10ft / 3m power cord with 3P+E CA, Black Powder Coat. | 1637 | 30% | 1154.4942
I10499 | rPDU, Metered Upgradeable, 30A, 230/400V WYE, 16.6kW, Vertical, (36) Combination C13/C19, 10ft / 3m power cord with 3P+N+E (IP44), Black Powder Coat. | 1811 | 30% | 1277.2077
IMD-01DH | Horizontal rPDU Interchangeable Monitoring Device Upgrade. Enables Local Input power monitoring. Local high visibility LED display. | 107 | 30% | 75.4617
IMD-01DV | Vertical rPDU Interchangeable Monitoring Device Upgrade. Enables Local Input power monitoring. Local high visibility LED display. | 107 | 30% | 75.4617
IMD-03E-GH | Horizontal rPDU Interchangeable Monitoring Device Upgrade. Enables Local and Remote Monitoring, Input power monitoring, and Environmental monitoring. Serial and daisy chain Ethernet “Gigabit” connectivity. | 403 | 30% | 284.2157
IMD-03E-GV | Vertical rPDU Interchangeable Monitoring Device Upgrade. Enables Local and Remote Monitoring, Input power monitoring, and Environmental monitoring. Serial and daisy chain Ethernet “Gigabit” connectivity. | 403 | 30% | 284.2157
IMD-03E-SH | Horizontal rPDU Interchangeable Monitoring Device Upgrade. Enables Local and Remote Monitoring, Input power monitoring, and Environmental monitoring. Serial and daisy chain Ethernet connectivity. | 403 | 30% | 284.2157
IMD-03E-SV | Vertical rPDU Interchangeable Monitoring Device Upgrade. Enables Local and Remote Monitoring, Input power monitoring, and Environmental monitoring. Serial and daisy chain Ethernet connectivity. | 403 | 30% | 284.2157
IMD-3E-GH | Horizontal rPDU Interchangeable Monitoring Device Upgrade. Enables Local and Remote Monitoring, Input power monitoring, and Environmental monitoring. Serial and daisy chain Ethernet “Gigabit” connectivity. | 453 | 30% | 319.4783
IMD-3E-GV | Vertical rPDU Interchangeable Monitoring Device Upgrade. Enables Local and Remote Monitoring, Input power monitoring, and Environmental monitoring. Serial and daisy chain Ethernet “Gigabit” connectivity. | 453 | 30% | 319.4783
IMD-3E-SH | Horizontal rPDU Interchangeable Monitoring Device Upgrade. Enables Local and Remote Monitoring, Input power monitoring, and Environmental monitoring. Serial and daisy chain Ethernet connectivity. | 453 | 30% | 319.4783
IMD-3E-SV | Vertical rPDU Interchangeable Monitoring Device Upgrade. Enables Local and Remote Monitoring, Input power monitoring, and Environmental monitoring. Serial and daisy chain Ethernet connectivity. | 453 | 30% | 319.4783
IRM-S01T | ITA2 Battery Temp Sensor Kit | 180 | 30% | 126.945
IS-485EXI | Intellislot 485 SiteScan Card | 75 | 30% | 52.8938
IS-RELAY | Intellislot Interface Kit for Relay Contacts | 129 | 30% | 90.9772
IS-UNITY-DP | IntelliSlot Unity Card provides 2 selected SNMP, Modbus IP/485 and BACnet IP connections supporting Liebert APM, Liebert APS, Liebert CRV, Liebert DSE, Liebert HPC, Liebert HPM, Liebert NXC, Liebert NXL, Liebert NXR, Liebert XDC (iCOM Control), Liebert XDP (iCOM Control) iCOM Firmware PA1.04.033.STD or later supporting Liebert Challenger, Liebert CW, Liebert DS, Liebert Deluxe System/3, Liebert PeX | 698 | 30% | 492.2645
IS-UNITY-SNMP | NETWORK INTERFACE CARD | 325 | 30% | 229.2062
ITA2-08KMBC40 | ITA2 8kVA Single Module MBC | 1645 | 30% | 1160.1363
ITA2-08KMBCSL1 | ITA2 8k L21-30 Cordset 1 Input | 330 | 30% | 232.7325
ITA2-08KMBCSL2 | ITA2 8k L21-30 Cordset 2 Input | 505 | 30% | 356.1513
ITA2-08KMBCSL4 | ITA2 8k UPS-MBC Cords 2 Input | 235 | 30% | 165.7338
ITA2-08KRT208C | Liebert ITA2 8k 3-Ph UPS/SNMP | 7710 | 30% | 5437.4775
ITA2-10KMBC40 | ITA2 10kVA Single Module MBC | 1895 | 30% | 1336.4488
ITA2-10KMBCSL1 | ITA2 10k IEC60309-60 5W 1 Inp | 1515 | 30% | 1068.4538
ITA2-10KMBCSL2 | ITA2 10k IEC60309-60 4W 1 Inp | 1770 | 30% | 1248.2925
ITA2-10KMBCSL3 | ITA2 10k IEC60309-60 5W 2 Inp | 2655 | 30% | 1872.4387
ITA2-10KMBCSL5 | ITA2 10k UPS-MBC Cords 2 Input | 355 | 30% | 250.3637
ITA2-10KRT208C | Liebert ITA2 10k 3-Ph UPS/SNMP | 10740 | 30% | 7574.385
ITA2-BCI0020K02 | Liebert ITA2 External Battery | 2780 | 30% | 1960.595
L14-20R-240KIT | NEMA L14-20R, 120/120/240V Only, Receptacle Kit | 180 | 30% | 126.945
L14-30R-240KIT | NEMA L14-30R, 120/120/240V Only, Receptacle Kit | 176 | 30% | 124.124
L5-20RKIT | NEMA L5-20R Receptacle Kit | 125 | 30% | 88.1562
L5-30RKIT | NEMA L5-30R Receptacle Kit | 125 | 30% | 88.1562
L6-15R2-208KIT | NEMA L6-15R2, 208V Only, Receptacle Kit | 188 | 30% | 132.587
L6-15R2-240KIT | NEMA L6-15R2, 240V Only, Receptacle Kit, takes | 188 | 30% | 132.587
L6-20R-208KIT | NEMA L6-20R, 208V Only, Receptacle Kit | 188 | 30% | 132.587
L6-20R-240KIT | NEMA L6-20R, 240V Only, Receptacle Kit | 188 | 30% | 132.587
L6-30R-208KIT | NEMA L6-30R, 208V Only, Receptacle Kit | 176 | 30% | 124.124
L6-30R-240KIT | NEMA L6-30R, 240V Only, Receptacle Kit | 176 | 30% | 124.124
LC-MM-SFP | SFP Multi Mode Fiber Module LC | 202 | 30% | 142.4605
LC-SM-SFP | SFP Single Mode Fiber Module LC | 372 | 30% | 262.353
LRA185KMM16D-001 | LCD,16P KVM, 16 CABLES, USB KB-US INTL | 5446 | 30% | 3840.7915
LRA185KMM16D-G01 | LCD,16P KVM, 16 CABLES, USB KB-US INTL, TAA Compliant | 5446 | 30% | 3840.7915
LRA185KMM8D-G01 | LCD,8P KVM, 8 CABLES, USB KB-US INTL, TAA Compliant | 4197 | 30% | 2959.9342
LRA185KMM-G01 | 18.5 LCD, USB KB, 2USB PASS-US INTL ENG, TAA Compliant | 1994 | 30% | 1406.2685
LT410 | LIQUITECT W/DPDT RELAY SUPERV | 174 | 30% | 122.7135
LT460 | Leak sensor | 296 | 30% | 208.754
LT460-Z20 | Zone Leak Detection Kit with 20 Foot Cable | 621 | 30% | 437.9603
LT460-Z30 | Zone Leak Detection Kit with 30 Foot Cable | 700 | 30% | 493.675
LT460-Z45 | Zone Leak Detection Kit with 45 Foot Cable | 759 | 30% | 535.2848
LV3010P-001 | LongView single VGA,USB,audio,CATx 300M | 1966 | 30% | 1386.5215
LV3020P-001 | LongView dual VGA,USB,audio,CATx 300M | 3315 | 30% | 2337.9037
LV4010P-001 | LongView single DVI,USB,audio,CATx 50M | 1860 | 30% | 1311.765
LV4020P-001 | LongView dual DVI,USB,audio,CATx 50M | 3315 | 30% | 2337.9037
LV5020P-001 | LongView dual DP,USB,audio,CATx 150M | 3416 | 30% | 2409.134
LV5500R-400 | Single Extender DP,4K60,USB2.0 | 1827 | 30% | 1288.4917
LV5500T-400 | Single Extender DP,4K60,USB2.0 | 1827 | 30% | 1288.4917
LV5520R-400 | Dual Extender DP,4K60,USB2.0 | 2070 | 30% | 1459.8675
LV5520T-400 | Dual Extender DP,4K60,USB2.0 | 2070 | 30% | 1459.8675
MEDIA-HMXMGR | Media Retention HMXMGR | 809 | 30% | 570.5472
MEUGXBD1BA0 | Basic Service Liebert GXT - Battery Cabinets | 579 | 30% | 408.3397
MEUGXBDES1 | ESTLSVC BATT GXT 1PM8x5 | 1795 | 30% | 1265.9238
MEUGXBDPR1 | PREFSVC BATT UPSGXT 1PM24X7 | 1990 | 30% | 1403.4475
MEUITA2BD1BA0 | BASCSVC BATT ITA2 0PM24x7 | 587 | 30% | 413.9817
MGXT031PM24 | PMSVC 3KVA UPSGXT 1PM24X7 | 1181 | 30% | 832.9003
MGXT031PM85 | PMSVC 3KVA UPSGXT 1PM8X5 | 1125 | 30% | 793.4062
MGXT061PM24 | PMSVC 6KVA UPSGXT 1PM24X7 | 1216 | 30% | 857.584
MGXT061PM85 | PMSVC 6KVA UPSGXT 1PM8X5 | 1216 | 30% | 857.584
MGXT062PM24 | PMSVC 6KVA UPSGXT 2PM24X7 | 1495 | 30% | 1054.3488
MGXT062PM85 | PMSVC 6KVA UPSGXT 2PM8X5 | 1397 | 30% | 985.2343
MGXT063PM24 | PMSVC 6KVA UPSGXT 3PM24X7 | 1722 | 30% | 1214.4405
MGXT063PM85 | PMSVC 6KVA UPSGXT 3PM8X5 | 1461 | 30% | 1030.3702
MGXT064PM24 | PMSVC 6KVA UPSGXT 4PM24X7 | 1979 | 30% | 1395.6898
MGXT064PM85 | PMSVC 6KVA UPSGXT 4PM8X5 | 1675 | 30% | 1181.2938
MGXT101PM24 | PMSVC 11KVA UPSGXT 1PM24X7 | 1812 | 30% | 1277.913
MGXT101PM85 | 1PMSRVCM-F8-5UGX10KVA | 1812 | 30% | 1277.913
MGXT102PM24 | PMSVC 11KVA UPSGXT 2PM24X7 | 2179 | 30% | 1536.7397
MGXT102PM85 | PMSVC 11KVA UPSGXT 2PM8X5 | 1986 | 30% | 1400.6265
MGXT103PM24 | PMSVC 11KVA UPSGXT 3PM24X7 | 2700 | 30% | 1904.175
MGXT103PM85 | PMSVC 11KVA UPSGXT 3PM8X5 | 2286 | 30% | 1612.2015
MGXT104PM24 | PMSVC 11KVA UPSGXT 4PM24X7 | 3104 | 30% | 2189.096
MGXT104PM85 | PMSVC 11KVA UPSGXT 4PM8X5 | 2629 | 30% | 1854.1023
MGXT2061PM24 | PMSVC 6KVA UPSGXT2 1PM24X7 | 1216 | 30% | 857.584
MGXT2061PM85 | PMSVC 6KVA UPSGXT2 1PM8X5 | 1216 | 30% | 857.584
MGXT2062PM24 | PMSVC 6KVA UPSGXT2 2PM24X7 | 1571 | 30% | 1107.9477
MGXT2062PM85 | PMSVC 6KVA UPSGXT2 2PM8X5 | 1331 | 30% | 938.6877
MGXT2063PM24 | PMSVC 6KVA UPSGXT2 3PM24X7 | 1808 | 30% | 1275.092
MGXT2063PM85 | PMSVC 6KVA UPSGXT2 3PM8X5 | 1534 | 30% | 1081.8535
MGXT2064PM24 | PMSVC 6KVA UPSGXT2 4PM24X7 | 2079 | 30% | 1466.2148
MGXT2064PM85 | PMSVC 6KVA UPSGXT2 4PM8X5 | 1759 | 30% | 1240.5348
MGXTBAT1PM24 | PM only 24x7 Liebert GXT – Battery Cabinets | 1411 | 30% | 995.1078
MGXTBAT1PM85 | PMSVC BATT UPSGXT 1PM8X5 | 1216 | 30% | 857.584
MGXTBAT2PM24 | PMSVC BATT UPSGXT 2PM24X7 | 1518 | 30% | 1070.5695
MGXTBAT2PM85 | PMSVC BATT UPSGXT 2PM8X5 | 1518 | 30% | 1070.5695
MGXTBAT3PM24 | PMSVC BATT UPSGXT 3PM24X7 | 2277 | 30% | 1605.8542
MGXTBAT3PM85 | PMSVC BATT UPSGXT 3PM8X5 | 2276 | 30% | 1605.149
MGXTBAT4PM24 | PMSVC BATT UPSGXT 4PM24X7 | 2846 | 30% | 2007.1415
MGXTBAT4PM85 | PMSVC BATT UPSGXT 4PM8X5 | 2846 | 30% | 2007.1415
MMBAPS01BS | APS BASCSVC MODBATT 1BATSTRNG | 897 | 30% | 632.6092
MMBAPS01ES | APS ESTLSVC MODBATT 1BATSTRNG | 1802 | 30% | 1270.8605
MMBAPS01PR | APS PREFSVC MODBATT 1BATSTRNG | 1875 | 30% | 1322.3438
MMBAPS02BS | APS BASCSVC MODBATT 2BATSTRNG | 1025 | 30% | 722.8813
MMBAPS02ES | APS ESTLSVC MODBATT 2BATSTRNG | 1922 | 30% | 1355.4905
MMBAPS02PR | APS PREFSVC MODBATT 2BATSTRNG | 1996 | 30% | 1407.679
MMBAPS03BS | APS BASCSVC MODBATT 3BATSTRNG | 1146 | 30% | 808.2165
MMBAPS03ES | APS ESTLSVC MODBATT 3BATSTRNG | 2039 | 30% | 1438.0048
MMBAPS03PR | APS PREFSVC MODBATT 3BATSTRNG | 2119 | 30% | 1494.4248
MMBAPS04BS | APS BASCSVC MODBATT 4BATSTRNG | 1268 | 30% | 894.257
MMBAPS04ES | APS ESTLSVC MODBATT 4BATSTRNG | 2163 | 30% | 1525.4558
MMBAPS04PR | APS PREFSVC MODBATT 4BATSTRNG | 2241 | 30% | 1580.4652
MMBAPS05BS | APS BASCSVC MODBATT 5BATSTRNG | 1387 | 30% | 978.1818
MMBAPS05ES | APS ESTLSVC MODBATT 5BATSTRNG | 2285 | 30% | 1611.4963
MMBAPS05PR | APS PREFSVC MODBATT 5BATSTRNG | 2358 | 30% | 1662.9795
MMBAPS06BS | APS BASCSVC MODBATT 6BATSTRNG | 1510 | 30% | 1064.9275
MMBAPS06ES | APS ESTLSVC MODBATT 6BATSTRNG | 2405 | 30% | 1696.1263
MMBAPS06PR | APS PREFSVC MODBATT 6BATSTRNG | 2481 | 30% | 1749.7252
MMBAPS07BS | APS BASCSVC MODBATT 7BATSTRNG | 1629 | 30% | 1148.8522
MMBAPS07ES | APS ESTLSVC MODBATT 7BATSTRNG | 2527 | 30% | 1782.1667
MMBAPS07PR | APS PREFSVC MODBATT 7BATSTRNG | 2600 | 30% | 1833.65
MMICRO031PM24 | Vertiv 1-PH UPS PM7X24 | 1107 | 30% | 780.7118
MMICRO031PM85 | Vertiv 1-PH UPS PM8X5 | 1107 | 30% | 780.7118
MP2-115A | 2U MicroPod Maintenance Bypass for Liebert PSI 1000 and 1440VA, 120V UPS, PSA 350, 500 650 and 1000VA, 120V UPS and Liebert GXT 700, 1000 and 1500VA, 120V UPS | 432 | 30% | 304.668
MP2-115HW | 2U MicroPod Maintenance Bypass for Liebert PSI 1000 and 1440VA, 120V UPS, PSA 350, 500 650 and 1000VA, 120V UPS and Liebert GXT 700, 1000 and 1500VA, 120V UPS | 492 | 30% | 346.983
MP2-120C | 2U MicroPod Maintenance Bypass for Liebert GXT 2000VA, 120V UPS | 504 | 30% | 355.446
MP2-120E | 2U MicroPod Maintenance Bypass for Liebert GXT 2000VA, 120V UPS (4) 5-20R (T-Slot), (1) L5-20R | 504 | 30% | 355.446
MP2-120HW | 2U MicroPod Maintenance Bypass for Liebert GXT 2000VA, 120V UPS | 516 | 30% | 363.909
MP2-130C | 2U MicroPod Maintenance Bypass for Liebert PSI and Liebert GXT 3000VA, 120V UPS | 589 | 30% | 415.3922
MP2-130E | 2U MicroPod Maintenance Bypass for Liebert PSI and Liebert GXT 3000VA, 120V UPS | 612 | 30% | 431.613
MP2-130HW | 2U MicroPod Maintenance Bypass for Liebert PSI and Liebert GXT 3000VA, 120V UPS | 589 | 30% | 415.3922
MP2-130P | 2U MicroPod Maintenance Bypass for Liebert PSI and Liebert GXT 3000VA, 120V UPS | 600 | 30% | 423.15
MP2-210K | 2U MicroPod Maintenance Bypass for Liebert PSI 1000, 1440 and 3000VA, 230V UPS, PSA 350, 500 650 and 1000VA, 230V UPS and Liebert GXT 700, 1000, 1500 and 2000VA, 230V UPS | 432 | 30% | 304.668
MP2-220K | 2U MicroPod Maintenance Bypass | 480 | 30% | 338.52
MP2-220L | 2U MicroPod Maintenance Bypass for Liebert GXT 3000VA, 230V UPS | 660 | 30% | 465.465
MP2-220N | 2U MicroPod Maintenance Bypass for Liebert GXT 2700VA, 208V UPS | 600 | 30% | 423.15
MPU108EDAC-400 | 8 port, 1 digital KVM path, dual AC Power Supply "1 local user" TAA | 3161 | 30% | 2229.2953
MPU2016DAC-400 | 16 port, 2 digital KVM paths, dual AC Power Supply "1 local user" TAA | 7559 | 30% | 5330.9847
MPU2032DAC-400 | 32 port, 2 digital KVM paths, dual AC Power Supply "1 local user" TAA | 8588 | 30% | 6056.687
MPU4032DAC-400 | 32 port, 4 digital KVM paths, dual AC Power Supply "1 local user" TAA | 12025 | 30% | 8480.6313
MPU8032DAC-400 | 32 port, 8 digital KVM paths, dual AC Power Supply "1 local user" TAA | 14601 | 30% | 10297.3552
MPUIQ-SRL | MergePoint Unity Serial IQ module | 165 | 30% | 116.3662
MPUIQ-VMCDP | Server Interface Module for DisplayPort video, USB keyboard/mouse supporting virtual media, CAC and USB2.0. Used with MPU appliance. | 220 | 30% | 155.155
MPUIQ-VMCDV | Server Interface Module for DVI video, USB keyboard/mouse supporting virtual media, CAC and USB2.0. Used with MPU appliance. | 220 | 30% | 155.155
MPUIQ-VMCHD | Server Interface Module for HDMI video, USB keyboard/mouse supporting virtual media, CAC and USB2.0. Used with MPU appliance. | 220 | 30% | 155.155
MPUIQ-VMCHS-G01 | Server interface module for VGA, USB keyboard, mouse supporting virtual media, CAC and USB2.0. Used with DSR and MPU appliances. TAA Compliant | 220 | 30% | 155.155
MSP-HDW | MSP Control Center Hardware Gateway | 1700 | 30% | 1198.925
MSP-HPC | MSP Control Center Gateway Power Cord | 159 | 30% | 112.1348
MSP-LICENSE | MSP Control Center 25 Node Annual License | 1999 | 30% | 1409.7948
MSP-ONBOARD | MSP Control Center Onboarding And Setup | 3999 | 30% | 2820.2948
MSP-SWGATEWAY | MSP Control Center Software Gateway Annual License | 400 | 30% | 282.1
MUAPS0101B30 | APS BASRSD 1PWRMOD 1BATSTRNG | 2147 | 30% | 1514.1717
MUAPS0101BS | APS BASCSVC 1PWRMOD 1BATSTRNG | 1259 | 30% | 887.9098
MUAPS0101E21 | APS ESSRSD 1PWRMOD 1BATSTRNG | 2200 | 30% | 1551.55
MUAPS0101ES | APS ESTLSVC 1PWRMOD 1BATSTRNG | 2140 | 30% | 1509.235
MUAPS0101P11 | APS PREFRSD 1PWRMOD 1BATSTRNG | 2750 | 30% | 1939.4375
MUAPS0101PR | APS PREFSVC 1PWRMOD 1BATSTRNG | 2676 | 30% | 1887.249
MUAPS0102B30 | APS BASRSD 1PWRMOD 2BATSTRNG | 2270 | 30% | 1600.9175
MUAPS0102BS | APS BASCSVC 1PWRMOD 2BATSTRNG | 1380 | 30% | 973.245
MUAPS0102E21 | APS ESSRSD 1PWRMOD 2BATSTRNG | 2322 | 30% | 1637.5905
MUAPS0102ES | APS ESTLSVC 1PWRMOD 2BATSTRNG | 2261 | 30% | 1594.5702
MUAPS0102P11 | APS PREFRSD 1PWRMOD 2BATSTRNG | 2875 | 30% | 2027.5938
MUAPS0102PR | APS PREFSVC 1PWRMOD 2BATSTRNG | 2796 | 30% | 1971.879
MUAPS0103B30 | APS BASRSD 1PWRMOD 3BATSTRNG | 2392 | 30% | 1686.958
MUAPS0103BS | APS BASCSVC 1PWRMOD 3BATSTRNG | 1499 | 30% | 1057.1698
MUAPS0103E21 | APS ESSRSD 1PWRMOD 3BATSTRNG | 2447 | 30% | 1725.7468
MUAPS0103ES | APS ESTLSVC 1PWRMOD 3BATSTRNG | 2380 | 30% | 1678.495
MUAPS0103P11 | APS PREFRSD 1PWRMOD 3BATSTRNG | 2997 | 30% | 2113.6343
MUAPS0103PR | APS PREFSVC 1PWRMOD 3BATSTRNG | 2914 | 30% | 2055.0985
MUAPS0104B30 | APS BASRSD 1PWRMOD 4BATSTRNG | 2518 | 30% | 1775.8195
MUAPS0104BS | APS BASCSVC 1PWRMOD 4BATSTRNG | 1620 | 30% | 1142.505
MUAPS0104E21 | APS ESSRSD 1PWRMOD 4BATSTRNG | 2568 | 30% | 1811.082
MUAPS0104ES | APS ESTLSVC 1PWRMOD 4BATSTRNG | 2498 | 30% | 1761.7145
MUAPS0104P11 | APS PREFRSD 1PWRMOD 4BATSTRNG | 3121 | 30% | 2201.0853
MUAPS0104PR | APS PREFSVC 1PWRMOD 4BATSTRNG | 3036 | 30% | 2141.139
MUAPS0105B30 | APS BASRSD 1PWRMOD 5BATSTRNG | 2652 | 30% | 1870.323
MUAPS0105BS | APS BASCSVC 1PWRMOD 5BATSTRNG | 1740 | 30% | 1227.135
MUAPS0105E21 | APS ESSRSD 1PWRMOD 5BATSTRNG | 2693 | 30% | 1899.2383
MUAPS0105ES | APS ESTLSVC 1PWRMOD 5BATSTRNG | 2619 | 30% | 1847.0498
MUAPS0105P11 | APS PREFRSD 1PWRMOD 5BATSTRNG | 3243 | 30% | 2287.1258
MUAPS0105PR | APS PREFSVC 1PWRMOD 5BATSTRNG | 3155 | 30% | 2225.0638
MUAPS0106B30 | APS BASRSD 1PWRMOD 6BATSTRNG | 2766 | 30% | 1950.7215
MUAPS0106BS | APS BASCSVC 1PWRMOD 6BATSTRNG | 1863 | 30% | 1313.8808
MUAPS0106E21 | APS ESSRSD 1PWRMOD 6BATSTRNG | 2817 | 30% | 1986.6892
MUAPS0106ES | APS ESTLSVC 1PWRMOD 6BATSTRNG | 2741 | 30% | 1933.0902
MUAPS0106P11 | APS PREFRSD 1PWRMOD 6BATSTRNG | 3366 | 30% | 2373.8715
MUAPS0106PR | APS PREFSVC 1PWRMOD 6BATSTRNG | 3276 | 30% | 2310.399
MUAPS0107B30 | APS BASRSD 1PWRMOD 7BATSTRNG | 2888 | 30% | 2036.762
MUAPS0107BS | APS BASCSVC 1PWRMOD 7BATSTRNG | 1980 | 30% | 1396.395
MUAPS0107E21 | APS ESSRSD 1PWRMOD 7BATSTRNG | 2942 | 30% | 2074.8455
MUAPS0107ES | APS ESTLSVC 1PWRMOD 7BATSTRNG | 2860 | 30% | 2017.015
MUAPS0107P11 | APS PREFRSD 1PWRMOD 7BATSTRNG | 3490 | 30% | 2461.3225
MUAPS0107PR | APS PREFSVC 1PWRMOD 7BATSTRNG | 3394 | 30% | 2393.6185
MUAPS0201B30 | APS BASRSD 2PWRMOD 1BATSTRNG | 2214 | 30% | 1561.4235
MUAPS0201BS | APS BASCSVC 2PWRMOD 1BATSTRNG | 1326 | 30% | 935.1615
MUAPS0201E21 | APS ESSRSD 2PWRMOD 1BATSTRNG | 2268 | 30% | 1599.507
MUAPS0201ES | APS ESTLSVC 2PWRMOD 1BATSTRNG | 2205 | 30% | 1555.0763
MUAPS0201P11 | APS PREFRSD 2PWRMOD 1BATSTRNG | 2817 | 30% | 1986.6892
MUAPS0201PR | APS PREFSVC 2PWRMOD 1BATSTRNG | 2741 | 30% | 1933.0902
MUAPS0202B30 | APS BASRSD 2PWRMOD 2BATSTRNG | 2338 | 30% | 1648.8745
MUAPS0202BS | APS BASCSVC 2PWRMOD 2BATSTRNG | 1447 | 30% | 1020.4968
MUAPS0202E21 | APS ESSRSD 2PWRMOD 2BATSTRNG | 2390 | 30% | 1685.5475
MUAPS0202ES | APS ESTLSVC 2PWRMOD 2BATSTRNG | 2323 | 30% | 1638.2957
MUAPS0202P11 | APS PREFRSD 2PWRMOD 2BATSTRNG | 2942 | 30% | 2074.8455
MUAPS0202PR | APS PREFSVC 2PWRMOD 2BATSTRNG | 2860 | 30% | 2017.015
MUAPS0203B30 | APS BASRSD 2PWRMOD 3BATSTRNG | 2460 | 30% | 1734.915
MUAPS0203BS | APS BASCSVC 2PWRMOD 3BATSTRNG | 1565 | 30% | 1103.7163
MUAPS0203E21 | APS ESSRSD 2PWRMOD 3BATSTRNG | 2515 | 30% | 1773.7038
MUAPS0203ES | APS ESTLSVC 2PWRMOD 3BATSTRNG | 2445 | 30% | 1724.3363
MUAPS0203P11 | APS PREFRSD 2PWRMOD 3BATSTRNG | 3064 | 30% | 2160.886
MUAPS0203PR | APS PREFSVC 2PWRMOD 3BATSTRNG | 2980 | 30% | 2101.645
MUAPS0204B30 | APS BASRSD 2PWRMOD 4BATSTRNG | 2584 | 30% | 1822.366
MUAPS0204BS | APS BASCSVC 2PWRMOD 4BATSTRNG | 1685 | 30% | 1188.3463
MUAPS0204E21 | APS ESSRSD 2PWRMOD 4BATSTRNG | 2638 | 30% | 1860.4495
MUAPS0204ES | APS ESTLSVC 2PWRMOD 4BATSTRNG | 2565 | 30% | 1808.9662
MUAPS0204P11 | APS PREFRSD 2PWRMOD 4BATSTRNG | 3188 | 30% | 2248.337
MUAPS0204PR | APS PREFSVC 2PWRMOD 4BATSTRNG | 3102 | 30% | 2187.6855
MUAPS0205B30 | APS BASRSD 2PWRMOD 5BATSTRNG | 2707 | 30% | 1909.1118
MUAPS0205BS | APS BASCSVC 2PWRMOD 5BATSTRNG | 1804 | 30% | 1272.271
MUAPS0205E21 | APS ESSRSD 2PWRMOD 5BATSTRNG | 2763 | 30% | 1948.6057
MUAPS0205ES | APS ESTLSVC 2PWRMOD 5BATSTRNG | 2685 | 30% | 1893.5962
MUAPS0205P11 | APS PREFRSD 2PWRMOD 5BATSTRNG | 3312 | 30% | 2335.788
MUAPS0205PR | APS PREFSVC 2PWRMOD 5BATSTRNG | 3221 | 30% | 2271.6103
MUAPS0206B30 | APS BASRSD 2PWRMOD 6BATSTRNG | 2832 | 30% | 1997.268
MUAPS0206BS | APS BASCSVC 2PWRMOD 6BATSTRNG | 1926 | 30% | 1358.3115
MUAPS0206E21 | APS ESSRSD 2PWRMOD 6BATSTRNG | 2884 | 30% | 2033.941
MUAPS0206ES | APS ESTLSVC 2PWRMOD 6BATSTRNG | 2807 | 30% | 1979.6367
MUAPS0206P11 | APS PREFRSD 2PWRMOD 6BATSTRNG | 3435 | 30% | 2422.5338
MUAPS0206PR | APS PREFSVC 2PWRMOD 6BATSTRNG | 3341 | 30% | 2356.2402
MUAPS0207B30 | APS BASRSD 2PWRMOD 7BATSTRNG | 2955 | 30% | 2084.0138
MUAPS0207BS | APS BASCSVC 2PWRMOD 7BATSTRNG | 2044 | 30% | 1441.531
MUAPS0207E21 | APS ESSRSD 2PWRMOD 7BATSTRNG | 3006 | 30% | 2119.9815
MUAPS0207ES | APS ESTLSVC 2PWRMOD 7BATSTRNG | 2926 | 30% | 2063.5615
MUAPS0207P11 | APS PREFRSD 2PWRMOD 7BATSTRNG | 3558 | 30% | 2509.2795
MUAPS0207PR | APS PREFSVC 2PWRMOD 7BATSTRNG | 3461 | 30% | 2440.8702
MUAPS0301B30 | APS BASRSD 3PWRMOD 1BATSTRNG | 2280 | 30% | 1607.97
MUAPS0301BS | APS BASCSVC 3PWRMOD 1BATSTRNG | 1391 | 30% | 981.0027
MUAPS0301E21 | APS ESSRSD 3PWRMOD 1BATSTRNG | 2334 | 30% | 1646.0535
MUAPS0301ES | APS ESTLSVC 3PWRMOD 1BATSTRNG | 2270 | 30% | 1600.9175
MUAPS0301P11 | APS PREFRSD 3PWRMOD 1BATSTRNG | 2884 | 30% | 2033.941
MUAPS0301PR | APS PREFSVC 3PWRMOD 1BATSTRNG | 2807 | 30% | 1979.6367
MUAPS0302B30 | APS BASRSD 3PWRMOD 2BATSTRNG | 2405 | 30% | 1696.1263
MUAPS0302BS | APS BASCSVC 3PWRMOD 2BATSTRNG | 1511 | 30% | 1065.6328
MUAPS0302E21 | APS ESSRSD 3PWRMOD 2BATSTRNG | 2457 | 30% | 1732.7993
MUAPS0302ES | APS ESTLSVC 3PWRMOD 2BATSTRNG | 2391 | 30% | 1686.2527
MUAPS0302P11 | APS PREFRSD 3PWRMOD 2BATSTRNG | 3006 | 30% | 2119.9815
MUAPS0302PR | APS PREFSVC 3PWRMOD 2BATSTRNG | 2926 | 30% | 2063.5615
MUAPS0303B30 | APS BASRSD 3PWRMOD 3BATSTRNG | 2527 | 30% | 1782.1667
MUAPS0303BS | APS BASCSVC 3PWRMOD 3BATSTRNG | 1631 | 30% | 1150.2627
MUAPS0303E21 | APS ESSRSD 3PWRMOD 3BATSTRNG | 2582 | 30% | 1820.9555
MUAPS0303ES | APS ESTLSVC 3PWRMOD 3BATSTRNG | 2512 | 30% | 1771.588
MUAPS0303P11 | APS PREFRSD 3PWRMOD 3BATSTRNG | 3131 | 30% | 2208.1377
MUAPS0303PR | APS PREFSVC 3PWRMOD 3BATSTRNG | 3047 | 30% | 2148.8968
MUAPS0304B30 | APS BASRSD 3PWRMOD 4BATSTRNG | 2652 | 30% | 1870.323
MUAPS0304BS | APS BASCSVC 3PWRMOD 4BATSTRNG | 1750 | 30% | 1234.1875
MUAPS0304E21 | APS ESSRSD 3PWRMOD 4BATSTRNG | 2705 | 30% | 1907.7012
MUAPS0304ES | APS ESTLSVC 3PWRMOD 4BATSTRNG | 2632 | 30% | 1856.218
MUAPS0304P11 | APS PREFRSD 3PWRMOD 4BATSTRNG | 3253 | 30% | 2294.1782
MUAPS0304PR | APS PREFSVC 3PWRMOD 4BATSTRNG | 3166 | 30% | 2232.8215
MUAPS0305B30 | APS BASRSD 3PWRMOD 5BATSTRNG | 2775 | 30% | 1957.0687
MUAPS0305BS | APS BASCSVC 3PWRMOD 5BATSTRNG | 1871 | 30% | 1319.5227
MUAPS0305E21 | APS ESSRSD 3PWRMOD 5BATSTRNG | 2828 | 30% | 1994.447
MUAPS0305ES | APS ESTLSVC 3PWRMOD 5BATSTRNG | 2749 | 30% | 1938.7323
MUAPS0305P11 | APS PREFRSD 3PWRMOD 5BATSTRNG | 3378 | 30% | 2382.3345
MUAPS0305PR | APS PREFSVC 3PWRMOD 5BATSTRNG | 3285 | 30% | 2316.7463
MUAPS0306B30 | APS BASRSD 3PWRMOD 6BATSTRNG | 3064 | 30% | 2160.886
MUAPS0306BS | APS BASCSVC 3PWRMOD 6BATSTRNG | 1990 | 30% | 1403.4475
MUAPS0306E21 | APS ESSRSD 3PWRMOD 6BATSTRNG | 2906 | 30% | 2049.4565
MUAPS0306ES | APS ESTLSVC 3PWRMOD 6BATSTRNG | 2871 | 30% | 2024.7727
MUAPS0306P11 | APS PREFRSD 3PWRMOD 6BATSTRNG | 3501 | 30% | 2469.0802
MUAPS0306PR | APS PREFSVC 3PWRMOD 6BATSTRNG | 3405 | 30% | 2401.3763
MUAPS0402B30 | APS BASRSD 4PWRMOD 2BATSTRNG | 2615 | 30% | 1844.2287
MUAPS0402BS | APS BASCSVC 4PWRMOD 2BATSTRNG | 1781 | 30% | 1256.0503
MUAPS0402E21 | APS ESSRSD 4PWRMOD 2BATSTRNG | 2438 | 30% | 1719.3995
MUAPS0402ES | APS ESTLSVC 4PWRMOD 2BATSTRNG | 2464 | 30% | 1737.736
MUAPS0402P11 | APS PREFRSD 4PWRMOD 2BATSTRNG | 2969 | 30% | 2093.8872
MUAPS0402PR | APS PREFSVC 4PWRMOD 2BATSTRNG | 3000 | 30% | 2115.75
MUAPS0403B30 | APS BASRSD 4PWRMOD 3BATSTRNG | 2596 | 30% | 1830.829
MUAPS0403BS | APS BASCSVC 4PWRMOD 3BATSTRNG | 1697 | 30% | 1196.8093
MUAPS0403E21 | APS ESSRSD 4PWRMOD 3BATSTRNG | 2648 | 30% | 1867.502
MUAPS0403ES | APS ESTLSVC 4PWRMOD 3BATSTRNG | 2574 | 30% | 1815.3135
MUAPS0403P11 | APS PREFRSD 4PWRMOD 3BATSTRNG | 3199 | 30% | 2256.0947
MUAPS0403PR | APS PREFSVC 4PWRMOD 3BATSTRNG | 3111 | 30% | 2194.0327
MUAPS0404B30 | APS BASRSD 4PWRMOD 4BATSTRNG | 2718 | 30% | 1916.8695
MUAPS0404BS | APS BASCSVC 4PWRMOD 4BATSTRNG | 1817 | 30% | 1281.4392
MUAPS0404E21 | APS ESSRSD 4PWRMOD 4BATSTRNG | 2772 | 30% | 1954.953
MUAPS0404ES | APS ESTLSVC 4PWRMOD 4BATSTRNG | 2696 | 30% | 1901.354
MUAPS0404P11 | APS PREFRSD 4PWRMOD 4BATSTRNG | 3321 | 30% | 2342.1352
MUAPS0404PR | APS PREFSVC 4PWRMOD 4BATSTRNG | 3231 | 30% | 2278.6627
MUAPS0405B30 | APS BASRSD 4PWRMOD 5BATSTRNG | 2841 | 30% | 2003.6152
MUAPS0405BS | APS BASCSVC 4PWRMOD 5BATSTRNG | 1935 | 30% | 1364.6588
MUAPS0405E21 | APS ESSRSD 4PWRMOD 5BATSTRNG | 2894 | 30% | 2040.9935
MUAPS0405ES | APS ESTLSVC 4PWRMOD 5BATSTRNG | 2816 | 30% | 1985.984
MUAPS0405P11 | APS PREFRSD 4PWRMOD 5BATSTRNG | 3446 | 30% | 2430.2915
MUAPS0405PR | APS PREFSVC 4PWRMOD 5BATSTRNG | 3352 | 30% | 2363.998
MUAPS0406B30 | APS BASRSD 4PWRMOD 6BATSTRNG | 2965 | 30% | 2091.0663
MUAPS0406BS | APS BASCSVC 4PWRMOD 6BATSTRNG | 2057 | 30% | 1450.6992
MUAPS0406E21 | APS ESSRSD 4PWRMOD 6BATSTRNG | 3019 | 30% | 2129.1498
MUAPS0406ES | APS ESTLSVC 4PWRMOD 6BATSTRNG | 2936 | 30% | 2070.614
MUAPS0406P11 | APS PREFRSD 4PWRMOD 6BATSTRNG | 3569 | 30% | 2517.0372
MUAPS0406PR | APS PREFSVC 4PWRMOD 6BATSTRNG | 3471 | 30% | 2447.9228
MUAPS0503B30 | APS BASRSD 5PWRMOD 3BATSTRNG | 2662 | 30% | 1877.3755
MUAPS0503BS | APS BASCSVC 5PWRMOD 3BATSTRNG | 1762 | 30% | 1242.6505
MUAPS0503E21 | APS ESSRSD 5PWRMOD 3BATSTRNG | 2715 | 30% | 1914.7537
MUAPS0503ES | APS ESTLSVC 5PWRMOD 3BATSTRNG | 2641 | 30% | 1862.5652
MUAPS0503P11 | APS PREFRSD 5PWRMOD 3BATSTRNG | 3266 | 30% | 2303.3465
MUAPS0503PR | APS PREFSVC 5PWRMOD 3BATSTRNG | 3177 | 30% | 2240.5792
MUAPS0504B30 | APS BASRSD 5PWRMOD 4BATSTRNG | 2788 | 30% | 1966.237
MUAPS0504BS | APS BASCSVC 5PWRMOD 4BATSTRNG | 1883 | 30% | 1327.9858
MUAPS0504E21 | APS ESSRSD 5PWRMOD 4BATSTRNG | 2840 | 30% | 2002.91
MUAPS0504ES | APS ESTLSVC 5PWRMOD 4BATSTRNG | 2764 | 30% | 1949.311
MUAPS0504P11 | APS PREFRSD 5PWRMOD 4BATSTRNG | 3388 | 30% | 2389.387
MUAPS0504PR | APS PREFSVC 5PWRMOD 4BATSTRNG | 3296 | 30% | 2324.504
MUAPS0505B30 | APS BASRSD 5PWRMOD 5BATSTRNG | 2911 | 30% | 2052.9828
MUAPS0505BS | APS BASCSVC 5PWRMOD 5BATSTRNG | 2003 | 30% | 1412.6157
MUAPS0505E21 | APS ESSRSD 5PWRMOD 5BATSTRNG | 2962 | 30% | 2088.9505
MUAPS0505ES | APS ESTLSVC 5PWRMOD 5BATSTRNG | 2882 | 30% | 2032.5305
MUAPS0505P11 | APS PREFRSD 5PWRMOD 5BATSTRNG | 3511 | 30% | 2476.1327
MUAPS0505PR | APS PREFSVC 5PWRMOD 5BATSTRNG | 3417 | 30% | 2409.8392
MUAPS0604B30 | APS BASRSD 6PWRMOD 4BATSTRNG | 2854 | 30% | 2012.7835
MUAPS0604BS | APS BASCSVC 6PWRMOD 4BATSTRNG | 1947 | 30% | 1373.1218
MUAPS0604E21 | APS ESSRSD 6PWRMOD 4BATSTRNG | 2905 | 30% | 2048.7512
MUAPS0604ES | APS ESTLSVC 6PWRMOD 4BATSTRNG | 2826 | 30% | 1993.0365
MUAPS0604P11 | APS PREFRSD 6PWRMOD 4BATSTRNG | 3457 | 30% | 2438.0492
MUAPS0604PR | APS PREFSVC 6PWRMOD 4BATSTRNG | 3362 | 30% | 2371.0505
MUAPS0605B30 | APS BASRSD 6PWRMOD 5BATSTRNG | 3023 | 30% | 2131.9707
MUAPS0605BS | APS BASCSVC 6PWRMOD 5BATSTRNG | 2067 | 30% | 1457.7517
MUAPS0605E21 | APS ESSRSD 6PWRMOD 5BATSTRNG | 3028 | 30% | 2135.497
MUAPS0605ES | APS ESTLSVC 6PWRMOD 5BATSTRNG | 2947 | 30% | 2078.3718
MUAPS0605P11 | APS PREFRSD 6PWRMOD 5BATSTRNG | 3579 | 30% | 2524.0898
MUAPS0605PR | APS PREFSVC 6PWRMOD 5BATSTRNG | 3481 | 30% | 2454.9752
MUAPSMBCBS | APS BASCSVC MBC | 643 | 30% | 453.4758
MUAPSMBCES | APS ESTLSVC MBC | 937 | 30% | 660.8193
MUAPSMBCP11 | APS PREFRSD MBC | 1082 | 30% | 763.0805
MUAPSMBCPR | APS PREFSVC MBC | 1154 | 30% | 813.8585
MUAPSPMONLY7X24 | APS PMONLY 7X24 ANYCONFIG | 1762 | 30% | 1242.6505
MUAPSPMONLY8X5 | APS PMONLY 8X5 ANYCONFIG | 1318 | 30% | 929.5195
MUGXT15-20K1PM24 | PMSVC 15KVA GXT 24X7 PM1 | 1687 | 30% | 1189.7568
MUGXT15-20K1PM85 | PMSVC 15KVA GXT 8X5 PM1 | 1687 | 30% | 1189.7568
MUGXT15-20KBA0 | BASC 15KVA GXT 24X7 PM0 | 3193 | 30% | 2251.8632
MUGXT15-20KES1 | ESTL 15KVA GXT 8X5 PM1 | 3193 | 30% | 2251.8632
MUGXT15-20KPR1 | PREF 15KVA GXT 24X7 PM1 | 3193 | 30% | 2251.8632
MUGXT3-10K1PM24 | PMSVC 8-10KVA GXT3 24X7 PM1 | 1705 | 30% | 1202.4513
MUGXT3-10K1PM85 | PM ONLY M-F 8 TO 5 LBRT GXT3 - 8-10 KVA | 1729 | 30% | 1219.3773
MUGXT3-10KBA0 | BASC 8-10KVA GXT3 24X7 PM0 | 1277 | 30% | 900.6042
MUGXT3-10KES1 | ESTL 8-10KVA GXT3 8X5 PM1 | 3222 | 30% | 2272.3155
MUGXT3-10KPR1 | PREF 8-10KVA GXT3 24X7 PM1 | 3807 | 30% | 2684.8867
MUGXT3-6K1PM24 | PMSVC 5-6KVA GXT3 24X7 PM1 | 1143 | 30% | 806.1007
MUGXT3-6K1PM85 | PM ONLY M-F 8 TO 5 LBRT GXT3 - 5-6 KVA | 1158 | 30% | 816.6795
MUGXT3-6KBA0 | BASC 5-6KVA GXT3 24X7 PM0 | 857 | 30% | 604.3993
MUGXT3-6KES1 | ESTL 5-6KVA GXT3 8X5 PM1 | 2063 | 30% | 1454.9307
MUGXT3-6KPR1 | PREF 5-6KVA GXT3 24X7 PM1 | 2396 | 30% | 1689.779
MUGXT-3MTY30WYN | BASIC LIFE GXT 1-3K (Note: only for 1 user: Wyndham) | 35 | 30% | 24.6837
MUGXT-6MTY30WYN | BASIC LIFE GXT 5-6K (Note: only for 1 user: Wyndham) | 40 | 30% | 28.21
MUITA2-10K1PM24 | PMSVC ITA2 8-10KVA 1PM24x7 | 1924 | 30% | 1356.901
MUITA2-10KBA0 | BASCSVC ITA2 8-10KVA 0PM24x7 | 1428 | 30% | 1007.097
MUITA2-10KES1 | ESTLSVC ITA2 8-10KVA 1PM8x5 | 3596 | 30% | 2536.079
MUITA2-10KPR1 | PREFSVC ITA2 8-10KVA 1PM24x7 | 4248 | 30% | 2995.902
MUITA2-MBC1PM24 | PMSVC 8-10 ITA2 MBC 24x7 PM1 | 690 | 30% | 486.6225
MUITA2-MBCBA0 | BASCSVC 8-10 ITA2 MBC PM0 | 746 | 30% | 526.1165
MUITA2-MBCES1 | ESTLSVC 8-10 ITA2 MBC PM1 | 1088 | 30% | 767.312
MUITA2-MBCPR1 | PREFSVC 8-10 ITA2 MBC PM1 | 1338 | 30% | 943.6245
MUNF0606ES | Nfinity UPS Maintenance (6) Power Modules (6) Battery Modules Essential Service | 3134 | 30% | 2210.2535
MUUGX031BA0 | BASCSVC 3KVA UPSGXT 0PM24X6 | 568 | 30% | 400.582
MUUGX03ES1 | ESTLSVC3KVAGXT 1PM8x5 | 1181 | 30% | 832.9003
MUUGX03PR1 | PREFSVC 3KVA UPSGXT 1PM24X7 | 1369 | 30% | 965.4873
MUUGX061BA0 | BASCSVC 6KVA UPSGXT 0PM24X7 | 867 | 30% | 611.4518
MUUGX06ES1 | ESTLSVC6KVAGXT 1PM8x5 | 2093 | 30% | 1476.0883
MUUGX06PR1 | PREFSVC 6KVA UPSGXT 1PM24X7 | 2431 | 30% | 1714.4627
MUUGX101BA0 | BASIC LIEBERT GXT3 - 8 - 10 KVA | 1295 | 30% | 913.2987
MUUGX10ES1 | ESSENTIAL LIEBERT GXT3 - 8 - 10 KVA | 3271 | 30% | 2306.8727
MUUGX10PR1 | PREFERRED LIEBERT GXT3 - 8 - 10 KVA | 3862 | 30% | 2723.6755
MUUGX2061BA0 | BASCSVC 6KVA UPSGXT2 0PM24X7 | 826 | 30% | 582.5365
MUUGX206ES1 | ESTLSVC6KVAGXT2 1PM8X5 | 2093 | 30% | 1476.0883
MUUGX206PR1 | PREFSVC 6KVA UPSGXT2 1PM24X7 | 2431 | 30% | 1714.4627
MUUMICRO031BA0 | Vertiv 1-PH UPS BAS Contract | 656 | 30% | 462.644
MUUMICRO03ES1 | Vertiv 1-PH UPS ESSL1 Contract | 1517 | 30% | 1069.8642
MUUMICRO03PR1 | Vertiv 1-PH UPS PERF1 Contract | 1668 | 30% | 1176.357
MXMGR-EVAL-R2 | Matrix Manager Software 60 day evaluation | 0 | 30% | 0
MXMGR-R2 | Matrix Manager Software | 7004 | 30% | 4939.571
MXMGR-SUB-R2 | Matrix Manager Software Plan - Upgrade Protection, 1YGLD | 703 | 30% | 495.7908
MXT5110-DVI | Matrix Transmitter, Direct Connect, CatX, DVI-D with CBL0086 included | 1512 | 30% | 1066.338
MXT5120-VGA | Matrix Transmitter, Direct Connect, CatX, VGA with CBL0087 included | 1512 | 30% | 1066.338
NBATTMOD | Nfinity System Expansion Battery Module | 1334 | 30% | 940.8035
NFORM-100D | 100 Device License | 2077 | 30% | 1464.8042
NFORM-100D-SA1Y | 1YR Software Assurance for NFORM 100D | 384 | 30% | 270.816
NFORM-100D-SA3Y | NFORM-100D-SA3Y | 1042 | 30% | 734.8705
NFORM-100D-SA5Y | NFORM-100D-SA5Y | 1576 | 30% | 1111.474
NFORM-30D | 30 Device License | 714 | 30% | 503.5485
NFORM-30D-SA1Y | 1YR Software Assurance for NFORM 30D | 132 | 30% | 93.093
NFORM-30D-SA3Y | NFORM-30D-SA3Y | 358 | 30% | 252.4795
NFORM-30D-SA5Y | NFORM-30D-SA5Y | 542 | 30% | 382.2455
NFORM-500D | 500 Device License | 6490 | 30% | 4577.0725
NFORM-500D-SA1F | NFORM-500D-SA1F | 2804 | 30% | 1977.521
NFORM-500D-SA1Y | 1YR Software Assurance for NFORM 500D | 1203 | 30% | 848.4158
NFORM-500D-SA3Y | NFORM-500D-SA3Y | 3261 | 30% | 2299.8202
NFORM-500D-SA5Y | NFORM-500D-SA5Y | 4928 | 30% | 3475.472
NFORM-ENT-SA1Y | 1YR Software Assurance for NFORM ENT | 4048 | 30% | 2854.852
NFORM-ENT-SA3Y | Nform-ENT 3 Year Software Ass | 10970 | 30% | 7736.5925
NFORM-ENT-SA5Y | Nform-ENT 5 Year Software Ass | 16577 | 30% | 11690.9293
NFORM-EXP-SA1F | SOFTWARE ASSURANCE EXPRESS-1YEAR | 5867 | 30% | 4137.7018
NFORM-EXP-SA1Y | 1YR Software Assurance for NFORM EXP | 857 | 30% | 604.3993
NFORM-EXP-SA3Y | Nform EXP 3 Years Software Ass | 2321 | 30% | 1636.8852
NFORM-EXP-SA5Y | Nform EXP 5 Years Software Ass | 3507 | 30% | 2473.3117
NFORM-STD-SA1Y | 1YR Software Assurance for NFORM STD | 1601 | 30% | 1129.1052
NFORM-STD-SA3Y | Nform-STD 3 Year Software Ass | 4338 | 30% | 3059.3745
NFORM-STD-SA5Y | Nform-STD 5 Year Software Ass | 6556 | 30% | 4623.619
NFORM-STD-UP | Upgrade from Nform 2.0 to 4.0 platform | 6820 | 30% | 4809.805
NFORM-SUP-SA1Y | Nform upgrade Software Assur. | 3281 | 30% | 2313.9252
NI30045 | rPDU, Monitored Unit Level EC, 20A, 120V, 1.9kW, Vertical, (24) NEMA 5-20R, 10ft power cord with 5-20P, Black Powder Coat. | 893 | 30% | 629.7882
NI30047L | rPDU, Monitored Unit Level EC, 30A, 208V, 4.9kW, Vertical, (30) Locking IEC C13, (6) Locking IEC C19, 10ft power cord with L6-30P, Black Powder Coat. | 1315 | 30% | 927.4037
NI30048L | rPDU, Monitored Unit Level EC, 30A, 208V, 4.9kW, Vertical, (30) Locking IEC C13, (6) Locking IEC C19, 10ft power cord with 2P+E (IP44), Black Powder Coat. | 1417 | 30% | 999.3392
NI30049L | rPDU, Monitored Unit Level EC, 20A, 120/208V WYE, 5.7kW, Vertical, (33) Locking IEC C13, (6) Locking IEC C19, (2) NEMA 5-20R, 10ft power cord with L21-20P, Black Powder Coat. | 1237 | 30% | 872.3943
NI30050L | rPDU, Monitored Unit Level EC, 20A, 120/208V WYE, 5.7kW, Vertical, (36) Locking IEC C13, (6) Locking IEC C19, 10ft power cord with L21-20P, Black Powder Coat. | 1270 | 30% | 895.6675
NI30051L | rPDU, Monitored Unit Level EC, 30A, 120/208V WYE, 8.6kW, Vertical, (24) Locking IEC C13, (6) Locking IEC C19, 10ft power cord with L21-30P, Black Powder Coat. | 1499 | 30% | 1057.1698
NI30052L | rPDU, Monitored Unit Level EC, 30A, 208V DELTA, 8.6kW, Vertical, (24) Locking IEC C13, (6) Locking IEC C19, 10ft power cord with L15-30P, Black Powder Coat. | 1495 | 30% | 1054.3488
NI30053L | rPDU, Monitored Unit Level EC, 35A, 208V DELTA, 10.0kW, Vertical, (24) Locking IEC C13, (6) Locking IEC C19, 10ft power cord with 3P+E CA, Black Powder Coat. | 1788 | 30% | 1260.987
NI30055L | rPDU, Monitored Unit Level EC, 30A, 230/400V WYE, 16.6kW, Vertical, (24) Locking IEC C13, (6) Locking IEC C19, 10ft power cord with 3P+N+E (IP44), Black Powder Coat. | 1969 | 30% | 1388.6372
NI30056L | rPDU, Monitored Unit Level EC, 30A, 230/400V WYE, 16.6kW, Vertical, (24) Locking IEC C13, (6) Locking IEC C19, 10ft power cord with L22-30P, Black Powder Coat. | 1569 | 30% | 1106.5373
NI30058L | rPDU, Monitored Unit Level EC, 60A, 208V DELTA, 17.2kW, Vertical, (12) Locking IEC C13, (12) Locking IEC C19, 10ft power cord with 3P+E (IP44), Black Powder Coat. | 2638 | 30% | 1860.4495
NI30059L | rPDU, Monitored Unit Level EC, 60A, 208V DELTA, 17.2kW, Horizontal, (3) Locking IEC C13, (12) Locking IEC C19, 10ft power cord with 3P+E (IP44), Black Powder Coat. | 2554 | 30% | 1801.2085
NI30060L | rPDU, Monitored Unit Level EC, 60A, 208V DELTA, 17.2kW, Vertical, (30) Locking IEC C13, 10ft power cord with 3P+E (IP44), Black Powder Coat. | 2698 | 30% | 1902.7645
NI30061L | rPDU, Monitored Unit Level EC, 40A, 230/400V WYE, 27.6kW, Vertical, (30) Locking IEC C13, (12) Locking IEC C19, 10ft power cord with 3P+N+E (IP44), Black Powder Coat. | 2930 | 30% | 2066.3825
NI30062L | rPDU, Monitored Unit Level EC, 50A, 208V DELTA, 14.4kW, Vertical, (12) Locking IEC C13, (12) Locking IEC C19, 10ft power cord with 3P+E CA, Black Powder Coat. | 2203 | 30% | 1553.6658
NI30063L | rPDU, Monitored Unit Level EC, 50A, 208V DELTA, 14.4kW, Vertical, (6) Locking IEC C13, (18) Locking IEC C19, 10ft power cord with 3P+E CA, Black Powder Coat. | 2239 | 30% | 1579.0548
NI30064L | rPDU, Monitored Unit Level EC, 60A, 208V DELTA, 17.2kW, Vertical, (6) Locking IEC C13, (18) Locking IEC C19, 10ft power cord with 3P+E (IP44), Black Powder Coat. | 2669 | 30% | 1882.3123
NI30065L | rPDU, Monitored Unit Level EC, 50A, 208V DELTA, 14.4kW, Horizontal, (3) Locking IEC C13, (12) Locking IEC C19, 10ft power cord with 3P+E CA, Black Powder Coat. | 2121 | 30% | 1495.8352
NI30066L | rPDU, Monitored Unit Level EC, 50A, 208V DELTA, 14.4kW, Vertical, (30) Locking IEC C13, 10ft power cord with 3P+E CA, Black Powder Coat. | 2225 | 30% | 1569.1813
NI30067L | rPDU, Monitored Unit Level EC, 50A, 208V DELTA, 14.4kW, Vertical, (36) Locking IEC C13, (12) Locking IEC C19, 10ft power cord with 3P+E CA, Black Powder Coat. | 2534 | 30% | 1787.1035
NI30068L | rPDU, Monitored Unit Level EC, 60A, 208V DELTA, 17.2kW, Vertical, (36) Locking IEC C13, (12) Locking IEC C19, 10ft power cord with 3P+E (IP44), Black Powder Coat. | 2968 | 30% | 2093.182
NI30069L | rPDU, Monitored Unit Level EC, 50A, 208V DELTA, 14.4kW, Vertical, (48) Locking IEC C13, 10ft power cord with 3P+E CA, Black Powder Coat. | 2356 | 30% | 1661.569
NI30070L | rPDU, Monitored Unit Level EC, 60A, 208V DELTA, 17.2kW, Vertical, (48) Locking IEC C13, 10ft power cord with 3P+E (IP44), Black Powder Coat. | 2759 | 30% | 1945.7848
NI30071L | rPDU, Monitored Unit Level EC, 60A, 208V, 9.9kW, Vertical, (18) Locking IEC C13, (6) Locking IEC C19, 10ft power cord with 2P+E (IP44), Black Powder Coat. | 2026 | 30% | 1428.8365
NI30072L | rPDU, Monitored Unit Level EC, 60A, 208V, 9.9kW, Vertical, (42) Locking IEC C13, (6) Locking IEC C19, 10ft power cord with 2P+E (IP44), Black Powder Coat. | 2347 | 30% | 1655.2217
NI30073 | rPDU, Monitored Unit Level EC, 30A, 208V, 4.9kW, Vertical, (30) IEC C13, (6) IEC C19, 10ft power cord with L6-30P, Black Powder Coat. | 1157 | 30% | 815.9742
NI30075 | rPDU, Monitored Unit Level EC, 30A, 208V DELTA, 8.6kW, Vertical, (36) IEC C13, (6) IEC C19, 10ft power cord with L15-30P, Black Powder Coat. | 1301 | 30% | 917.5303
NI30076 | rPDU, Monitored Unit Level EC, 30A, 120/208V WYE, 8.6kW, Vertical, (36) IEC C13, (6) IEC C19, 10ft power cord with L21-30P, Black Powder Coat. | 1292 | 30% | 911.183
NI30077 | rPDU, Monitored Unit Level EC, 30A, 120/208V WYE, 8.6kW, Vertical, (24) IEC C13, (3) IEC C19, (6) NEMA 5-20R, 10ft power cord with L21-30P, Black Powder Coat. | 1376 | 30% | 970.424
NI30078 | rPDU, Monitored Unit Level EC, 30A, 120/208V WYE, 8.6kW, Vertical, (24) NEMA 5-20R, 10ft power cord with L21-30P, Black Powder Coat. | 1395 | 30% | 983.8237
NI30079 | rPDU, Monitored Unit Level EC, 30A, 120/208V WYE, 8.6kW, Vertical, (30) IEC C13, (6) IEC C19, (2) NEMA 5-20R, 10ft power cord with L21-30P, Black Powder Coat. | 1310 | 30% | 923.8775
NI30080 | rPDU, Monitored Unit Level EC, 30A, 230/400V WYE, 16.6kW, Vertical, (48) IEC C13, 10ft power cord with 3P+N+E (IP44), Black Powder Coat. | 1527 | 30% | 1076.9167
NI30081L | rPDU, Monitored Unit Level EC, 30A, 230/400V WYE, 16.6kW, Vertical, (12) Locking IEC C13, (12) Locking IEC C19, 10ft power cord with 3P+N+E (IP44), Black Powder Coat. | 1869 | 30% | 1318.1123
NI30106 | rPDU, Inline Monitored EC, 20A, 208V, 3.3kW, Horizontal/Vertical, (1) NEMA 6-20R, 10ft power cord with 6-20P, Black Powder Coat. | 751 | 30% | 529.6427
NI30107 | rPDU, Inline Monitored EC, 20A, 208V, 3.3kW, Horizontal/Vertical, (1) NEMA L6-20R, 10ft power cord with L6-20P, Black Powder Coat. | 761 | 30% | 536.6952
NI30108 | rPDU, Inline Monitored EC, 30A, 208V, 4.9kW, Horizontal/Vertical, (1) NEMA L6-30R, 10ft power cord with L6-30P, Black Powder Coat. | 868 | 30% | 612.157
NI30109 | rPDU, Inline Monitored EC, 30A, 120/208V WYE, 8.6kW, Horizontal/Vertical, (1) NEMA L21-30R, 10ft power cord with L21-30P, Black Powder Coat. | 1023 | 30% | 721.4707
NI30151L | rPDU, Monitored Unit Level EC, 60A, 208V DELTA, 17.2kW, Vertical, (12) Locking IEC C13, (12) Locking IEC C19, 10ft power cord with 3P+E (IP67), Black Powder Coat. | 2733 | 30% | 1927.4482
NI30152L | rPDU, Monitored Unit Level EC, 60A, 208V DELTA, 17.2kW, Vertical, (6) Locking IEC C13, (18) Locking IEC C19, 10ft power cord with 3P+E (IP67), Black Powder Coat. | 2765 | 30% | 1950.0162
NI30153L | rPDU, Monitored Unit Level EC, 60A, 208V DELTA, 17.2kW, Horizontal, (3) Locking IEC C13, (12) Locking IEC C19, 10ft power cord with 3P+E (IP67), Black Powder Coat. | 2649 | 30% | 1868.2073
NI30154L | rPDU, Monitored Unit Level EC, 60A, 208V DELTA, 17.2kW, Vertical, (30) Locking IEC C13, 10ft power cord with 3P+E (IP67), Black Powder Coat. | 2793 | 30% | 1969.7632
NI30155L | rPDU, Monitored Unit Level EC, 60A, 208V DELTA, 17.2kW, Vertical, (36) Locking IEC C13, (12) Locking IEC C19, 10ft power cord with 3P+E (IP67), Black Powder Coat. | 3063 | 30% | 2160.1807
NI30156L | rPDU, Monitored Unit Level EC, 60A, 208V DELTA, 17.2kW, Vertical, (48) Locking IEC C13, 10ft power cord with 3P+E (IP67), Black Powder Coat. | 2854 | 30% | 2012.7835
NI30157L | rPDU, Monitored Unit Level EC, 60A, 208V, 9.9kW, Vertical, (18) Locking IEC C13, (6) Locking IEC C19, 10ft power cord with 2P+E (IP67), Black Powder Coat. | 2085 | 30% | 1470.4463
NI30158L | rPDU, Monitored Unit Level EC, 60A, 208V, 9.9kW, Vertical, (42) Locking IEC C13, (6) Locking IEC C19, 10ft power cord with 2P+E (IP67), Black Powder Coat. | 2407 | 30% | 1697.5367
NI30201 | rPDU, Monitored Unit Level EC, 20A, 120V, 1.9kW, Horizontal, (10) NEMA 5-20R, 10ft power cord with 5-20P, Black Powder Coat. | 751 | 30% | 529.6427
NI30202 | rPDU, Monitored Unit Level EC, 20A, 120V, 1.9kW, Horizontal, (10) NEMA 5-20R, 10ft power cord with L5-20P, Black Powder Coat. | 765 | 30% | 539.5163
NI30203 | rPDU, Monitored Unit Level EC, 30A, 120V, 2.8kW, Horizontal, (8) NEMA 5-20R, 10ft power cord with L5-30P, Black Powder Coat. | 859 | 30% | 605.8098
NI30204L | rPDU, Monitored Unit Level EC, 30A, 208V, 4.9kW, Horizontal, (10) Locking IEC C13, 10ft power cord with L6-30P, Black Powder Coat. | 970 | 30% | 684.0925
NI30205L | rPDU, Monitored Unit Level EC, 30A, 208V, 4.9kW, Horizontal, (4) Locking IEC C13, (4) Locking IEC C19, 10ft power cord with L6-30P, Black Powder Coat. | 964 | 30% | 679.861
NI30206L | rPDU, Monitored Unit Level EC, 30A, 120/208V WYE, 8.6kW, Horizontal, (6) Locking IEC C19, 10ft power cord with L21-30P, Black Powder Coat. | 1367 | 30% | 964.0768
NI30207L | rPDU, Monitored Unit Level EC, 30A, 208V DELTA, 8.6kW, Horizontal, (6) Locking IEC C19, 10ft power cord with L15-30P, Black Powder Coat. | 1362 | 30% | 960.5505
NI30208L | rPDU, Monitored Unit Level EC, 30A, 230/400V WYE, 16.6kW, Horizontal, (6) Locking IEC C19, 10ft power cord with L22-30P, Black Powder Coat. | 1489 | 30% | 1050.1173
NI30209L | rPDU, Monitored Unit Level EC, 30A, 230/400V WYE, 16.6kW, Horizontal, (6) Locking IEC C19, 10ft power cord with 3P+N+E (IP44), Black Powder Coat. | 1467 | 30% | 1034.6018
NI30210L | rPDU, Monitored Unit Level EC, 35A, 208V DELTA, 10.0kW, Horizontal, (6) Locking IEC C19, 10ft power cord with 3P+E CA, Black Powder Coat. | 1471 | 30% | 1037.4228
NI30250L | rPDU, Monitored Unit Level EC, 30A, 120/208V WYE, 8.6kW, Vertical, (36) Locking IEC C13, (6) Locking IEC C19, (2) NEMA 5-20R, 10ft power cord with L21-30P, Black Powder Coat. | 1699 | 30% | 1198.2197
NI30296L | rPDU, Monitored Unit Level EC, 20A, 230/400V WYE, 11.0kW, Vertical, (24) Locking IEC C13, (6) Locking IEC C19, 10ft power cord with L22-20P, Black Powder Coat. | 1266 | 30% | 892.8465
NI30297L | rPDU, Monitored Unit Level EC, 30A, 208V DELTA, 8.6kW, Vertical, (24) Locking IEC C13, (6) Locking IEC C19, 10ft power cord with L15-30P, Black Powder Coat. | 1495 | 30% | 1054.3488
NI30298L | rPDU, Monitored Unit Level EC, 35A, 208V DELTA, 10.0kW, Vertical, (24) Locking IEC C13, (6) Locking IEC C19, 10ft power cord with 3P+E CA, Black Powder Coat. | 1788 | 30% | 1260.987
NI30299L | rPDU, Monitored Unit Level EC, 30A, 120/208V WYE, 8.6kW, Vertical, (24) Locking IEC C13, (6) Locking IEC C19, 10ft power cord with L21-30P, Black Powder Coat. | 1499 | 30% | 1057.1698
NI30300L | rPDU, Monitored Unit Level EC, 30A, 230/400V WYE, 16.6kW, Vertical, (24) Locking IEC C13, (6) Locking IEC C19, 10ft power cord with L22-30P, Black Powder Coat. | 1569 | 30% | 1106.5373
NI30301L | rPDU, Monitored Unit Level EC, 30A, 230/400V WYE, 16.6kW, Vertical, (24) Locking IEC C13, (6) Locking IEC C19, 10ft power cord with 3P+N+E (IP44), Black Powder Coat. | 1969 | 30% | 1388.6372
NI30303L | rPDU, Monitored Unit Level EC, 30A, 208V DELTA, 8.6kW, Vertical, (36) Locking IEC C13, (6) Locking IEC C19, 10ft power cord with L15-30P, Black Powder Coat. | 1668 | 30% | 1176.357
NI30304L | rPDU, Monitored Unit Level EC, 35A, 208V DELTA, 10.0kW, Vertical, (36) Locking IEC C13, (6) Locking IEC C19, 10ft power cord with 3P+E CA, Black Powder Coat. | 1958 | 30% | 1380.8795
NI30305L | rPDU, Monitored Unit Level EC, 30A, 230/400V WYE, 16.6kW, Vertical, (36) Locking IEC C13, (6) Locking IEC C19, 10ft power cord with L22-30P, Black Powder Coat. | 1741 | 30% | 1227.8402
NI30306L | rPDU, Monitored Unit Level EC, 30A, 230/400V WYE, 16.6kW, Vertical, (36) Locking IEC C13, (6) Locking IEC C19, 10ft power cord with 3P+N+E (IP44), Black Powder Coat. | 2143 | 30% | 1511.3508
NI30339L | rPDU, Monitored Unit Level EC, 20A, 230/400V WYE, 11.0kW, Vertical, (24) Locking IEC C13, (6) Locking IEC C19, 10ft power cord with 3P+N+E (IP44), Black Powder Coat. | 1357 | 30% | 957.0243
NI30349 | rPDU, Monitored Unit Level EC, 20A, 230/400V WYE, 11.0kW, Vertical, (36) IEC C13, (6) IEC C19, 10ft power cord with 3P+N+E (IP44), Black Powder Coat. | 1143 | 30% | 806.1007
NI30353L | rPDU, Monitored Unit Level EC, 20A, 230/400V WYE, 11.0kW, Horizontal, (12) Locking IEC C13, (6) Locking IEC C19, 10ft power cord with 3P+N+E (IP44), Black Powder Coat. | 1287 | 30% | 907.6567
NI30382L | rPDU, Monitored Unit Level EC, 20A, 208V, 3.3kW, Horizontal, (10) Locking IEC C13, 10ft power cord with L6-20P, Black Powder Coat. | 794 | 30% | 559.9685
NI30386L | rPDU, Monitored Unit Level EC, 20A, 208V, 3.3kW, Vertical, (20) Locking IEC C13, (6) Locking IEC C19, 10ft power cord with L6-20P, Black Powder Coat. | 1119 | 30% | 789.1748
NI30512 | rPDU, Monitored Unit Level EC, 30A, 120/208V, 5.7kW, Vertical, (20) IEC C13, (4) IEC C19, (12) NEMA 5-20R, 10ft power cord with L14-30P, Black Powder Coat. | 1302 | 30% | 918.2355
NI30682 | rPDU, Monitored Unit Level EC, 50A, 208V DELTA, 14.4kW, Vertical, (30) Combination C13/C19, 10ft / 3m power cord with 3P+E CA, Black Powder Coat. | 2225 | 30% | 1569.1813
NI30683 | rPDU, Monitored Unit Level EC, 60A, 208V DELTA, 17.2kW, Vertical, (30) Combination C13/C19, 10ft / 3m power cord with 3P+E (IP67), Black Powder Coat. | 2662 | 30% | 1877.3755
NI30685 | rPDU, Monitored Unit Level EC, 20A, 230/400V WYE, 11.0kW, Vertical, (36) Combination C13/C19, 10ft / 3m power cord with 3P+N+E (IP44), Black Powder Coat. | 1395 | 30% | 983.8237
NI30687 | rPDU, Monitored Unit Level EC, 30A, 208V DELTA, 8.6kW, Vertical, (36) Combination C13/C19, 10ft / 3m power cord with L15-30P, Black Powder Coat. | 1495 | 30% | 1054.3488
NI30688 | rPDU, Monitored Unit Level EC, 35A, 208V DELTA, 10.0kW, Vertical, (36) Combination C13/C19, 10ft / 3m power cord with 3P+E CA, Black Powder Coat. | 1859 | 30% | 1311.0598
NI30689 | rPDU, Monitored Unit Level EC, 30A, 230/400V WYE, 16.6kW, Vertical, (36) Combination C13/C19, 10ft / 3m power cord with 3P+N+E (IP44), Black Powder Coat. | 2034 | 30% | 1434.4785
NMBHW41 | Hardwired 16 kVA Bypass Cabinet w/ 120/120/208/240 V Output, 60 or 50Hz. Includes 100A Output Circuit Breaker | 2860 | 30% | 2017.015
NMBHW81 | Hardwired 20 kVA Bypass Cabinet w/ 120/120/208/240 V Output, 60 or 50 Hz. Includes 125A Output Circuit Breaker | 3988 | 30% | 2812.537
NMBXHAR-L | Bypass on Left | 578 | 30% | 407.6345
NMBXHAR-R | Bypass on Right | 578 | 30% | 407.6345
NPP-1 | NEMA Outlet Plug | 9 | 30% | 6.3472
NPWRMOD1X1 | Nfinity System Expansion 4KVA / 2.8KW Power Module | 3574 | 30% | 2520.5635
NR30001L | rPDU, Monitored Outlet Level EC, 20A, 120/208V WYE, 5.7kW, Vertical, (24) Locking IEC C13, 10ft / 3m power cord with L21-20P, Black Powder Coat. | 2273 | 30% | 1603.0332
NR30002L | rPDU, Monitored Outlet Level EC, 20A, 120/208V WYE, 5.7kW, Vertical, (21) Locking IEC C13, (3) Locking IEC C19, 10ft / 3m power cord with L21-20P, Black Powder Coat. | 2273 | 30% | 1603.0332
NR30003 | rPDU, Monitored Outlet Level EC, 20A, 120/208V WYE, 5.7kW, Vertical, (24) NEMA 5-20R, 10ft / 3m power cord with L21-20P, Black Powder Coat. | 2217 | 30% | 1563.5393
NR30004 | rPDU, Monitored Outlet Level EC, 20A, 120V, 1.9kW, Vertical, (24) NEMA 5-20R, 10ft / 3m power cord with 5-20P, Black Powder Coat. | 1890 | 30% | 1332.9225
NR30005 | rPDU, Monitored Outlet Level EC, 20A, 120V, 1.9kW, Vertical, (24) NEMA 5-20R, 10ft / 3m power cord with L5-20P, Black Powder Coat. | 1905 | 30% | 1343.5013
NR30006L | rPDU, Monitored Outlet Level EC, 20A, 230/400V WYE, 11.0kW, Vertical, (21) Locking IEC C13, (3) Locking IEC C19, 10ft / 3m power cord with 3P+N+E (IP44), Black Powder Coat. | 2184 | 30% | 1540.266
NR30007L | rPDU, Monitored Outlet Level EC, 20A, 230/400V WYE, 11.0kW, Vertical, (21) Locking IEC C13, (3) Locking IEC C19, 10ft / 3m power cord with L22-20P, Black Powder Coat. | 2184 | 30% | 1540.266
NR30008L | rPDU, Monitored Outlet Level EC, 20A, 230/400V WYE, 11.0kW, Vertical, (36) Locking IEC C13, 10ft / 3m power cord with 3P+N+E (IP44), Black Powder Coat. | 3081 | 30% | 2172.8753
NR30009L | rPDU, Monitored Outlet Level EC, 20A, 230/400V WYE, 11.0kW, Vertical, (36) Locking IEC C13, 10ft / 3m power cord with L22-20P, Black Powder Coat. | 3081 | 30% | 2172.8753
NR30010L | rPDU, Monitored Outlet Level EC, 20A, 230/400V WYE, 11.0kW, Vertical, (24) Locking IEC C13, (12) Locking IEC C19, 10ft / 3m power cord with 3P+N+E (IP44), Black Powder Coat. | 3081 | 30% | 2172.8753
NR30012L | rPDU, Monitored Outlet Level EC, 20A, 230/400V WYE, 11.0kW, Vertical, (30) Locking IEC C13, (6) Locking IEC C19, 10ft / 3m power cord with 3P+N+E (IP44), Black Powder Coat. | 3150 | 30% | 2221.5375
NR30014L | rPDU, Monitored Outlet Level EC, 20A, 230/400V WYE, 11.0kW, Vertical, (36) Locking IEC C13, (12) Locking IEC C19, 10ft / 3m power cord with 3P+N+E (IP44), Black Powder Coat. | 3750 | 30% | 2644.6875
NR30016L | rPDU, Monitored Outlet Level EC, 30A, 120/208V WYE, 8.6kW, Vertical, (18) Locking IEC C13, (6) Locking IEC C19, 10ft / 3m power cord with L21-30P, Black Powder Coat. | 2170 | 30% | 1530.3925
NR30017L | rPDU, Monitored Outlet Level EC, 30A, 120/208V WYE, 8.6kW, Vertical, (30) Locking IEC C13, (6) Locking IEC C19, 10ft / 3m power cord with L21-30P, Black Powder Coat. | 3114 | 30% | 2196.1485
NR30018L | rPDU, Monitored Outlet Level EC, 30A, 120/208V WYE, 8.6kW, Vertical, (24) Locking IEC C13, (12) Locking IEC C19, 10ft / 3m power cord with L21-30P, Black Powder Coat. | 3114 | 30% | 2196.1485
NR30019L | rPDU, Monitored Outlet Level EC, 30A, 120/208V WYE, 8.6kW, Vertical, (48) Locking IEC C13, 10ft / 3m power cord with L21-30P, Black Powder Coat. | 3676 | 30% | 2592.499
NR30020L | rPDU, Monitored Outlet Level EC, 30A, 120/208V WYE, 8.6kW, Vertical, (24) Locking IEC C13, (6) Locking IEC C19, (6) NEMA 5-20R, 10ft / 3m power cord with L21-30P, Black Powder Coat. | 3210 | 30% | 2263.8525
NR30021 | rPDU, Monitored Outlet Level EC, 30A, 120V, 2.8kW, Vertical, (24) NEMA 5-20R, 10ft / 3m power cord with L5-30P, Black Powder Coat. | 2094 | 30% | 1476.7935
NR30022L | rPDU, Monitored Outlet Level EC, 30A, 208V, 4.9kW, Vertical, (24) Locking IEC C13, 10ft / 3m power cord with L6-30P, Black Powder Coat. | 2111 | 30% | 1488.7827
NR30023L | rPDU, Monitored Outlet Level EC, 30A, 208V, 4.9kW, Vertical, (20) Locking IEC C13, (4) Locking IEC C19, 10ft / 3m power cord with L6-30P, Black Powder Coat. | 2230 | 30% | 1572.7075
NR30024L | rPDU, Monitored Outlet Level EC, 30A, 208V, 4.9kW, Vertical, (18) Locking IEC C13, (6) Locking IEC C19, 10ft / 3m power cord with L6-30P, Black Powder Coat. | 2111 | 30% | 1488.7827
NR30025L | rPDU, Monitored Outlet Level EC, 30A, 208V, 4.9kW, Vertical, (30) Locking IEC C13, (6) Locking IEC C19, 10ft / 3m power cord with L6-30P, Black Powder Coat. | 2665 | 30% | 1879.4912
NR30026L | rPDU, Monitored Outlet Level EC, 30A, 208V Delta, 8.6kW, Vertical, (18) Locking IEC C13, (6) Locking IEC C19, 10ft / 3m power cord with L15-30P, Black Powder Coat. | 2500 | 30% | 1763.125
NR30027L | rPDU, Monitored Outlet Level EC, 30A, 208V Delta, 8.6kW, Vertical, (30) Locking IEC C13, (6) Locking IEC C19, 10ft / 3m power cord with L15-30P, Black Powder Coat. | 3114 | 30% | 2196.1485
NR30028L | rPDU, Monitored Outlet Level EC, 30A, 208V Delta, 8.6kW, Vertical, (24) Locking IEC C13, (12) Locking IEC C19, 10ft / 3m power cord with L15-30P, Black Powder Coat. | 3114 | 30% | 2196.1485
NR30029L | rPDU, Monitored Outlet Level EC, 30A, 208V Delta, 8.6kW, Vertical, (48) Locking IEC C13, 10ft / 3m power cord with L15-30P, Black Powder Coat. | 3676 | 30% | 2592.499
NR30030L | rPDU, Monitored Outlet Level EC, 30A, 230/400V WYE, 16.6kW, Vertical, (30) Locking IEC C13, (6) Locking IEC C19, 10ft / 3m power cord with 3P+N+E (IP44), Black Powder Coat. | 3387 | 30% | 2388.6817
NR30031L | rPDU, Monitored Outlet Level EC, 30A, 230/400V WYE, 16.6kW, Vertical, (30) Locking IEC C13, (6) Locking IEC C19, 10ft / 3m power cord with L22-30P, Black Powder Coat. | 3387 | 30% | 2388.6817
NR30032L | rPDU, Monitored Outlet Level EC, 30A, 230/400V WYE, 16.6kW, Vertical, (30) Locking IEC C13, (6) Locking IEC C19, 10ft / 3m power cord with 3P+N+E (IP44), Black Powder Coat. | 3479 | 30% | 2453.5648
NR30033L | rPDU, Monitored Outlet Level EC, 30A, 230/400V WYE, 16.6kW, Vertical, (24) Locking IEC C13, (12) Locking IEC C19, 10ft / 3m power cord with 3P+N+E (IP44), Black Powder Coat. | 3387 | 30% | 2388.6817
NR30034L | rPDU, Monitored Outlet Level EC, 30A, 230/400V WYE, 16.6kW, Vertical, (24) Locking IEC C13, (12) Locking IEC C19, 10ft / 3m power cord with L22-30P, Black Powder Coat. | 3387 | 30% | 2388.6817
NR30035L | rPDU, Monitored Outlet Level EC, 30A, 230/400V WYE, 16.6kW, Vertical, (24) Locking IEC C13, (12) Locking IEC C19, 10ft / 3m power cord with 3P+N+E (IP44), Black Powder Coat. | 3479 | 30% | 2453.5648
NR30036L | rPDU, Monitored Outlet Level EC, 30A, 230/400V WYE, 16.6kW, Vertical, (12) Locking IEC C13, (12) Locking IEC C19, 10ft / 3m power cord with 3P+N+E (IP44), Black Powder Coat. | 2805 | 30% | 1978.2262
NR30037L | rPDU, Monitored Outlet Level EC, 30A, 230/400V WYE, 16.6kW, Vertical, (12) Locking IEC C13, (12) Locking IEC C19, 10ft / 3m power cord with L22-30P, Black Powder Coat. | 2805 | 30% | 1978.2262
NR30038L | rPDU, Monitored Outlet Level EC, 30A, 230/400V WYE, 16.6kW, Vertical, (42) Locking IEC C13, (6) Locking IEC C19, 10ft / 3m power cord with 3P+N+E (IP44), Black Powder Coat. | 4067 | 30% | 2868.2517
NR30039L | rPDU, Monitored Outlet Level EC, 30A, 230/400V WYE, 16.6kW, Vertical, (42) Locking IEC C13, (6) Locking IEC C19, 10ft / 3m power cord with L22-30P, Black Powder Coat. | 4034 | 30% | 2844.9785
NR30040L | rPDU, Monitored Outlet Level EC, 35A, 208V Delta, 10.0kW, Vertical, (18) Locking IEC C13, (6) Locking IEC C19, 10ft / 3m power cord with 3P+E CA, Black Powder Coat. | 2888 | 30% | 2036.762
NR30041L | rPDU, Monitored Outlet Level EC, 35A, 208V Delta, 10.0kW, Vertical, (30) Locking IEC C13, (6) Locking IEC C19, 10ft / 3m power cord with 3P+E CA, Black Powder Coat. | 3243 | 30% | 2287.1258
NR30042L | rPDU, Monitored Outlet Level EC, 35A, 208V Delta, 10.0kW, Vertical, (24) Locking IEC C13, (12) Locking IEC C19, 10ft / 3m power cord with 3P+E CA, Black Powder Coat. | 3243 | 30% | 2287.1258
NR30043L | rPDU, Monitored Outlet Level EC, 35A, 208V Delta, 10.0kW, Vertical, (48) Locking IEC C13, 10ft / 3m power cord with 3P+E CA, Black Powder Coat. | 3812 | 30% | 2688.413
NR30044L | rPDU, Monitored Outlet Level EC, 50A, 208V Delta, 14.4kW, Vertical, (12) Locking IEC C13, (12) Locking IEC C19, 10ft / 3m power cord with 3P+E CA, Black Powder Coat. | 3234 | 30% | 2280.7785
NR30045L | rPDU, Monitored Outlet Level EC, 50A, 208V Delta, 14.4kW, Vertical, (24) Locking IEC C13, (12) Locking IEC C19, 10ft / 3m power cord with 3P+E CA, Black Powder Coat. | 3736 | 30% | 2634.814
NR30046L | rPDU, Monitored Outlet Level EC, 50A, 208V Delta, 14.4kW, Vertical, (48) Locking IEC C13, 10ft / 3m power cord with 3P+E CA, Black Powder Coat. | 4338 | 30% | 3059.3745
NR30047L | rPDU, Monitored Outlet Level EC, 50A, 208V Delta, 14.4kW, Vertical, (42) Locking IEC C13, (6) Locking IEC C19, 10ft / 3m power cord with 3P+E CA, Black Powder Coat. | 4338 | 30% | 3059.3745
NR30049L | rPDU, Monitored Outlet Level EC, 60A, 208V Delta, 17.2kW, Vertical, (12) Locking IEC C13, (12) Locking IEC C19, 10ft / 3m power cord with 3P+E (IP44), Black Powder Coat. | 3492 | 30% | 2462.733
NR30051L | rPDU, Monitored Outlet Level EC, 60A, 208V Delta, 17.2kW, Vertical, (24) Locking IEC C13, (12) Locking IEC C19, 10ft / 3m power cord with 3P+E (IP44), Black Powder Coat. | 3993 | 30% | 2816.0633
NR30052L | rPDU, Monitored Outlet Level EC, 60A, 208V Delta, 17.2kW, Vertical, (24) Locking IEC C13, (12) Locking IEC C19, 10ft / 3m power cord with 3P+E (IP67), Black Powder Coat. | 4088 | 30% | 2883.062
NR30053L | rPDU, Monitored Outlet Level EC, 60A, 208V Delta, 17.2kW, Vertical, (48) Locking IEC C13, 10ft / 3m power cord with 3P+E (IP44), Black Powder Coat. | 4600 | 30% | 3244.15
NR30054L | rPDU, Monitored Outlet Level EC, 60A, 208V Delta, 17.2kW, Vertical, (48) Locking IEC C13, 10ft / 3m power cord with 3P+E (IP67), Black Powder Coat. | 4696 | 30% | 3311.854
NR30055L | rPDU, Monitored Outlet Level EC, 60A, 208V Delta, 17.2kW, Vertical, (42) Locking IEC C13, (6) Locking IEC C19, 10ft / 3m power cord with 3P+E (IP44), Black Powder Coat. | 4600 | 30% | 3244.15
NR30056L | rPDU, Monitored Outlet Level EC, 60A, 208V Delta, 17.2kW, Vertical, (42) Locking IEC C13, (6) Locking IEC C19, 10ft / 3m power cord with 3P+E (IP67), Black Powder Coat. | 4696 | 30% | 3311.854
NR30060L | rPDU, Monitored Outlet Level EC, 60A, 208V DELTA, 17.2kW, Vertical, (18) Locking IEC C13, (6) Locking IEC C19, Hardwired, Black Powder Coat. | 3020 | 30% | 2129.855
NR30076 | rPDU, Monitored Outlet Level EC, 20A, 120V, 1.9kW, Vertical, (24) NEMA 5-20R, 10ft / 3m power cord with L5-20P, Black Powder Coat. | 2013 | 30% | 1419.6682
NR30077L | rPDU, Monitored Outlet Level EC, 30A, 208V, 4.9kW, Vertical, (12) Locking IEC C13, (6) Locking IEC C19, 10ft / 3m power cord with L6-30P, Black Powder Coat. | 1918 | 30% | 1352.6695
NR30200 | rPDU, Monitored Outlet Level EC, 15A, 120V, 1.4kW, Horizontal, (6) NEMA 5-15R, 10ft / 3m power cord with 5-15P, Black Powder Coat. | 1227 | 30% | 865.3418
NR30201 | rPDU, Monitored Outlet Level EC, 15A, 120V, 1.4kW, Horizontal, (12) NEMA 5-15R, 10ft / 3m power cord with 5-15P, Black Powder Coat. | 1532 | 30% | 1080.443
NR30202 | rPDU, Monitored Outlet Level EC, 20A, 120V, 1.9kW, Horizontal, (12) NEMA 5-20R, 10ft / 3m power cord with 5-20P, Black Powder Coat. | 1579 | 30% | 1113.5898
NR30203 | rPDU, Monitored Outlet Level EC, 20A, 120V, 1.9kW, Horizontal, (12) NEMA 5-20R, 10ft / 3m power cord with L5-20P, Black Powder Coat. | 1594 | 30% | 1124.1685
NR30204 | rPDU, Monitored Outlet Level EC, 20A, 230/400V WYE, 11.0kW, Horizontal, (12) Combination C13/C19, 10ft / 3m power cord with 3P+N+E (IP44), Black Powder Coat. | 1906 | 30% | 1344.2065
NR30205 | rPDU, Monitored Outlet Level EC, 30A, 120V, 2.8kW, Horizontal, (12) NEMA 5-20R, 10ft / 3m power cord with L5-30P, Black Powder Coat. | 1719 | 30% | 1212.3247
NR30206 | rPDU, Monitored Outlet Level EC, 30A, 208V, 4.9kW, Horizontal, (12) Combination C13/C19, 10ft power cord with L6-30P, Black Powder Coat. | 1782 | 30% | 1256.7555
NR30207 | rPDU, Monitored Outlet Level EC, 30A, 120/208V WYE, 8.6kW, Horizontal, (12) Combination C13/C19, 10ft / 3m power cord with L21-30P, Black Powder Coat. | 1945 | 30% | 1371.7113
NR30208 | rPDU, Monitored Outlet Level EC, 30A, 208V DELTA, 8.6kW, Horizontal, (12) Combination C13/C19, 10ft / 3m power cord with L15-30P, Black Powder Coat. | 1945 | 30% | 1371.7113
NR30209 | rPDU, Monitored Outlet Level EC, 30A, 230/400V WYE, 16.6kW, Horizontal, (12) Combination C13/C19, 10ft / 3m power cord with L22-20P, Black Powder Coat. | 2156 | 30% | 1520.519
NR30210 | rPDU, Monitored Outlet Level EC, 30A, 230/400V WYE, 16.6kW, Horizontal, (12) Combination C13/C19, 10ft / 3m power cord with 3P+N+E (IP44), Black Powder Coat. | 2244 | 30% | 1582.581
NR30211 | rPDU, Monitored Outlet Level EC, 35A, 208V DELTA, 10.0kW, Horizontal, (12) Combination C13/C19, 10ft / 3m power cord with 3P+E CA, Black Powder Coat. | 2030 | 30% | 1431.6575
NR30212 | rPDU, Monitored Outlet Level EC, 50A, 208V DELTA, 14.4kW, Horizontal, (12) Combination C13/C19, 10ft / 3m power cord with 3P+E CA, Black Powder Coat. | 2654 | 30% | 1871.7335
NR30213 | rPDU, Monitored Outlet Level EC, 60A, 208V DELTA, 17.2kW, Horizontal, (12) Combination C13/C19, 10ft / 3m power cord with 3P+E (IP44), Black Powder Coat. | 2904 | 30% | 2048.046
NR30214 | rPDU, Monitored Outlet Level EC, 60A, 208V DELTA, 17.2kW, Horizontal, (12) Combination C13/C19, 10ft / 3m power cord with 3P+E (IP67), Black Powder Coat. | 2999 | 30% | 2115.0448
NR30215 | rPDU, Monitored Outlet Level EC, 30A, 208V, 4.9kW, Horizontal, (24) Combination C13/C19, 10ft power cord with L6-30P, Black Powder Coat. | 2690 | 30% | 1897.1225
NR30216 | rPDU, Monitored Outlet Level EC, 30A, 208V, 5.7kW, Horizontal, (24) Combination C13/C19, 10ft power cord with L14-30P, Black Powder Coat. | 2814 | 30% | 1984.5735
NR30217 | rPDU, Monitored Outlet Level EC, 30A, 120/208V WYE, 8.6kW, Horizontal, (24) Combination C13/C19, 10ft / 3m power cord with L21-30P, Black Powder Coat. | 2878 | 30% | 2029.7095
NR30218 | rPDU, Monitored Outlet Level EC, 30A, 208V DELTA, 8.6kW, Horizontal, (24) Combination C13/C19, 10ft / 3m power cord with L15-30P, Black Powder Coat. | 2878 | 30% | 2029.7095
NREPOKIT | Remote Emergency Power Off (REPO) Kit | 679 | 30% | 478.8647
NS30001L | rPDU, Switched Unit Level Monitoring EC, 20A, 120/208V WYE, 5.7kW, Vertical, (24) Locking IEC C13, 10ft / 3m power cord with L21-20P, Black Powder Coat. | 1953 | 30% | 1377.3532
NS30002L | rPDU, Switched Unit Level Monitoring EC, 20A, 120/208V WYE, 5.7kW, Vertical, (21) Locking IEC C13, (3) Locking IEC C19, 10ft / 3m power cord with L21-20P, Black Powder Coat. | 1953 | 30% | 1377.3532
NS30003 | rPDU, Switched Unit Level Monitoring EC, 20A, 120/208V WYE, 5.7kW, Vertical, (24) NEMA 5-20R, 10ft / 3m power cord with L21-20P, Black Powder Coat. | 1897 | 30% | 1337.8592
NS30004 | rPDU, Switched Unit Level Monitoring EC, 20A, 120V, 1.9kW, Vertical, (24) NEMA 5-20R, 10ft / 3m power cord with 5-20P, Black Powder Coat. | 1570 | 30% | 1107.2425
NS30006L | rPDU, Switched Unit Level Monitoring EC, 20A, 230/400V WYE, 11.0kW, Vertical, (21) Locking IEC C13, (3) Locking IEC C19, 10ft / 3m power cord with 3P+N+E (IP44), Black Powder Coat. | 1864 | 30% | 1314.586
NS30007L | rPDU, Switched Unit Level Monitoring EC, 20A, 230/400V WYE, 11.0kW, Vertical, (21) Locking IEC C13, (3) Locking IEC C19, 10ft / 3m power cord with L22-20P, Black Powder Coat. | 1864 | 30% | 1314.586
NS30008L | rPDU, Switched Unit Level Monitoring EC, 20A, 230/400V WYE, 11.0kW, Vertical, (36) Locking IEC C13, 10ft / 3m power cord with 3P+N+E (IP44), Black Powder Coat. | 2601 | 30% | 1834.3552
NS30009L | rPDU, Switched Unit Level Monitoring EC, 20A, 230/400V WYE, 11.0kW, Vertical, (36) Locking IEC C13, 10ft / 3m power cord with L22-20P, Black Powder Coat. | 2601 | 30% | 1834.3552
NS30010L | rPDU, Switched Unit Level Monitoring EC, 20A, 230/400V WYE, 11.0kW, Vertical, (24) Locking IEC C13, (12) Locking IEC C19, 10ft / 3m power cord with 3P+N+E (IP44), Black Powder Coat. | 2601 | 30% | 1834.3552
NS30012L | rPDU, Switched Unit Level Monitoring EC, 20A, 230/400V WYE, 11.0kW, Vertical, (30) Locking IEC C13, (6) Locking IEC C19, 10ft / 3m power cord with 3P+N+E (IP44), Black Powder Coat. | 2670 | 30% | 1883.0175
NS30014L | rPDU, Switched Unit Level Monitoring EC, 20A, 230/400V WYE, 11.0kW, Vertical, (36) Locking IEC C13, (12) Locking IEC C19, 10ft / 3m power cord with 3P+N+E (IP44), Black Powder Coat. | 3110 | 30% | 2193.3275
NS30017L | rPDU, Switched Unit Level Monitoring EC, 30A, 120/208V WYE, 8.6kW, Vertical, (30) Locking IEC C13, (6) Locking IEC C19, 10ft / 3m power cord with L21-30P, Black Powder Coat. | 2634 | 30% | 1857.6285
NS30018L | rPDU, Switched Unit Level Monitoring EC, 30A, 120/208V WYE, 8.6kW, Vertical, (24) Locking IEC C13, (12) Locking IEC C19, 10ft / 3m power cord with L21-30P, Black Powder Coat. | 2634 | 30% | 1857.6285
NS30019L | rPDU, Switched Unit Level Monitoring EC, 30A, 120/208V WYE, 8.6kW, Vertical, (48) Locking IEC C13, 10ft / 3m power cord with L21-30P, Black Powder Coat. | 3036 | 30% | 2141.139
NS30020L | rPDU, Switched Unit Level Monitoring EC, 30A, 120/208V WYE, 8.6kW, Vertical, (24) Locking IEC C13, (6) Locking IEC C19, (6) NEMA 5-20R, 10ft / 3m power cord with L21-30P, Black Powder Coat. | 2730 | 30% | 1925.3325
NS30022L | rPDU, Switched Unit Level Monitoring EC, 30A, 208V, 4.9kW, Vertical, (24) Locking IEC C13, 10ft / 3m power cord with L6-30P, Black Powder Coat. | 1791 | 30% | 1263.1027
NS30024L | rPDU, Switched Unit Level Monitoring EC, 30A, 208V, 4.9kW, Vertical, (18) Locking IEC C13, (6) Locking IEC C19, 10ft / 3m power cord with L6-30P, Black Powder Coat. | 1791 | 30% | 1263.1027
NS30025L | rPDU, Switched Unit Level Monitoring EC, 30A, 208V, 4.9kW, Vertical, (30) Locking IEC C13, (6) Locking IEC C19, 10ft / 3m power cord with L6-30P, Black Powder Coat. | 2185 | 30% | 1540.9713
NS30026L | rPDU, Switched Unit Level Monitoring EC, 30A, 208V Delta, 8.6kW, Vertical, (18) Locking IEC C13, (6) Locking IEC C19, 10ft / 3m power cord with L15-30P, Black Powder Coat. | 2180 | 30% | 1537.445
NS30027L | rPDU, Switched Unit Level Monitoring EC, 30A, 208V Delta, 8.6kW, Vertical, (30) Locking IEC C13, (6) Locking IEC C19, 10ft / 3m power cord with L15-30P, Black Powder Coat. | 2634 | 30% | 1857.6285
NS30028L | rPDU, Switched Unit Level Monitoring EC, 30A, 208V Delta, 8.6kW, Vertical, (24) Locking IEC C13, (12) Locking IEC C19, 10ft / 3m power cord with L15-30P, Black Powder Coat. | 2634 | 30% | 1857.6285
NS30029L | rPDU, Switched Unit Level Monitoring EC, 30A, 208V Delta, 8.6kW, Vertical, (48) Locking IEC C13, 10ft / 3m power cord with L15-30P, Black Powder Coat. | 3036 | 30% | 2141.139
NS30030L | rPDU, Switched Unit Level Monitoring EC, 30A, 230/400V WYE, 16.6kW, Vertical, (30) Locking IEC C13, (6) Locking IEC C19, 10ft / 3m power cord with 3P+N+E (IP44), Black Powder Coat. | 2907 | 30% | 2050.1618
NS30031L | rPDU, Switched Unit Level Monitoring EC, 30A, 230/400V WYE, 16.6kW, Vertical, (30) Locking IEC C13, (6) Locking IEC C19, 10ft / 3m power cord with L22-30P, Black Powder Coat. | 2907 | 30% | 2050.1618
NS30032L | rPDU, Switched Unit Level Monitoring EC, 30A, 230/400V WYE, 16.6kW, Vertical, (30) Locking IEC C13, (6) Locking IEC C19, 10ft / 3m power cord with 3P+N+E (IP44), Black Powder Coat. | 2999 | 30% | 2115.0448
NS30033L | rPDU, Switched Unit Level Monitoring EC, 30A, 230/400V WYE, 16.6kW, Vertical, (24) Locking IEC C13, (12) Locking IEC C19, 10ft / 3m power cord with 3P+N+E (IP44), Black Powder Coat. | 2907 | 30% | 2050.1618
NS30034L | rPDU, Switched Unit Level Monitoring EC, 30A, 230/400V WYE, 16.6kW, Vertical, (24) Locking IEC C13, (12) Locking IEC C19, 10ft / 3m power cord with L22-30P, Black Powder Coat. | 2907 | 30% | 2050.1618
NS30035L | rPDU, Switched Unit Level Monitoring EC, 30A, 230/400V WYE, 16.6kW, Vertical, (24) Locking IEC C13, (12) Locking IEC C19, 10ft / 3m power cord with 3P+N+E (IP44), Black Powder Coat. | 2999 | 30% | 2115.0448
NS30036L | rPDU, Switched Unit Level Monitoring EC, 30A, 230/400V WYE, 16.6kW, Vertical, (12) Locking IEC C13, (12) Locking IEC C19, 10ft / 3m power cord with 3P+N+E (IP44), Black Powder Coat. | 2485 | 30% | 1752.5463
NS30037L | rPDU, Switched Unit Level Monitoring EC, 30A, 230/400V WYE, 16.6kW, Vertical, (12) Locking IEC C13, (12) Locking IEC C19, 10ft / 3m power cord with L22-30P, Black Powder Coat. | 2485 | 30% | 1752.5463
NS30038L | rPDU, Switched Unit Level Monitoring EC, 30A, 230/400V WYE, 16.6kW, Vertical, (42) Locking IEC C13, (6) Locking IEC C19, 10ft / 3m power cord with 3P+N+E (IP44), Black Powder Coat. | 3427 | 30% | 2416.8917
NS30039L | rPDU, Switched Unit Level Monitoring EC, 30A, 230/400V WYE, 16.6kW, Vertical, (42) Locking IEC C13, (6) Locking IEC C19, 10ft / 3m power cord with L22-30P, Black Powder Coat. | 3394 | 30% | 2393.6185
NS30040L | rPDU, Switched Unit Level Monitoring EC, 35A, 208V Delta, 10.0kW, Vertical, (18) Locking IEC C13, (6) Locking IEC C19, 10ft / 3m power cord with 3P+E CA, Black Powder Coat. | 2568 | 30% | 1811.082
NS30041L | rPDU, Switched Unit Level Monitoring EC, 35A, 208V Delta, 10.0kW, Vertical, (30) Locking IEC C13, (6) Locking IEC C19, 10ft / 3m power cord with 3P+E CA, Black Powder Coat. | 2763 | 30% | 1948.6057
NS30042L | rPDU, Switched Unit Level Monitoring EC, 35A, 208V Delta, 10.0kW, Vertical, (24) Locking IEC C13, (12) Locking IEC C19, 10ft / 3m power cord with 3P+E CA, Black Powder Coat. | 2763 | 30% | 1948.6057
NS30043L | rPDU, Switched Unit Level Monitoring EC, 35A, 208V Delta, 10.0kW, Vertical, (48) Locking IEC C13, 10ft / 3m power cord with 3P+E CA, Black Powder Coat. | 3172 | 30% | 2237.053
NS30044L | rPDU, Switched Unit Level Monitoring EC, 50A, 208V Delta, 14.4kW, Vertical, (12) Locking IEC C13, (12) Locking IEC C19, 10ft / 3m power cord with 3P+E CA, Black Powder Coat. | 2914 | 30% | 2055.0985
NS30045L | rPDU, Switched Unit Level Monitoring EC, 50A, 208V Delta, 14.4kW, Vertical, (24) Locking IEC C13, (12) Locking IEC C19, 10ft / 3m power cord with 3P+E CA, Black Powder Coat. | 3256 | 30% | 2296.294
NS30046L | rPDU, Switched Unit Level Monitoring EC, 50A, 208V Delta, 14.4kW, Vertical, (48) Locking IEC C13, 10ft / 3m power cord with 3P+E CA, Black Powder Coat. | 3698 | 30% | 2608.0145
NS30047L | rPDU, Switched Unit Level Monitoring EC, 50A, 208V Delta, 14.4kW, Vertical, (42) Locking IEC C13, (6) Locking IEC C19, 10ft / 3m power cord with 3P+E CA, Black Powder Coat. | 3698 | 30% | 2608.0145
NS30049L | rPDU, Switched Unit Level Monitoring EC, 60A, 208V Delta, 17.2kW, Vertical, (12) Locking IEC C13, (12) Locking IEC C19, 10ft / 3m power cord with 3P+E (IP44), Black Powder Coat. | 3172 | 30% | 2237.053
NS30050L | NS30050L - rPDU, Switched Unit Level Monitoring EC, 60A, 208V Delta, 17.2kW, Vertical, (12) Locking IEC C13, (12) Locking IEC C19, 10ft / 3m power cord with 3P+E (IP67), Black Powder Coat. | 3267 | 30% | 2304.0517
NS30051L | rPDU, Switched Unit Level Monitoring EC, 60A, 208V Delta, 17.2kW, Vertical, (24) Locking IEC C13, (12) Locking IEC C19, 10ft / 3m power cord with 3P+E (IP44), Black Powder Coat. | 3513 | 30% | 2477.5433
NS30052L | rPDU, Switched Unit Level Monitoring EC, 60A, 208V Delta, 17.2kW, Vertical, (24) Locking IEC C13, (12) Locking IEC C19, 10ft / 3m power cord with 3P+E (IP67), Black Powder Coat. | 3608 | 30% | 2544.542
NS30053L | rPDU, Switched Unit Level Monitoring EC, 60A, 208V Delta, 17.2kW, Vertical, (48) Locking IEC C13, 10ft / 3m power cord with 3P+E (IP44), Black Powder Coat. | 3960 | 30% | 2792.79
NS30054L | rPDU, Switched Unit Level Monitoring EC, 60A, 208V Delta, 17.2kW, Vertical, (48) Locking IEC C13, 10ft / 3m power cord with 3P+E (IP67), Black Powder Coat. | 4056 | 30% | 2860.494
NS30055L | rPDU, Switched Unit Level Monitoring EC, 60A, 208V Delta, 17.2kW, Vertical, (42) Locking IEC C13, (6) Locking IEC C19, 10ft / 3m power cord with 3P+E (IP44), Black Powder Coat. | 3960 | 30% | 2792.79
NS30056L | rPDU, Switched Unit Level Monitoring EC, 60A, 208V Delta, 17.2kW, Vertical, (42) Locking IEC C13, (6) Locking IEC C19, 10ft / 3m power cord with 3P+E (IP67), Black Powder Coat. | 4056 | 30% | 2860.494
NS30061L | rPDU, Switched Unit Level Monitoring EC, 60A, 208V DELTA, 17.2kW, Vertical, (18) Locking IEC C13, (6) Locking IEC C19, Hardwired, Black Powder Coat. | 2700 | 30% | 1904.175
NS30074L | rPDU, Switched Unit Level Monitoring EC, 30A, 208V DELTA, 8.6kW, Horizontal, (9) Locking IEC C13, (3) Locking IEC C19, 10ft power cord with L15-30P, Black Powder Coat. | 1643 | 30% | 1158.7258
NS30077L | rPDU, Switched Unit Level Monitoring EC, 30A, 230/400V WYE, 16.6kW, Horizontal, (9) Locking IEC C13, (9) Locking IEC C19, 10ft power cord with 3P+N+E (IP44), Black Powder Coat. | 2020 | 30% | 1424.605
NS30095L | rPDU, Switched Unit Level Monitoring EC, 30A, 208V, 4.9kW, Vertical, (12) Locking IEC C13, (6) Locking IEC C19, 10ft / 3m power cord with L6-30P, Black Powder Coat. | 1678 | 30% | 1183.4095
NS30113 | rPDU, Switched Unit Level Monitoring EC, 20A, 120V, 1.9kW, Vertical, (24) NEMA 5-20R, 10ft / 3m power cord with L5-20P, Black Powder Coat. | 1693 | 30% | 1193.9882
NS30201 | rPDU, Switched Unit Level Monitoring EC, 15A, 120V, 1.4kW, Horizontal, (12) NEMA 5-15R, 10ft / 3m power cord with 5-15P, Black Powder Coat. | 1372 | 30% | 967.603
NS30202 | rPDU, Switched Unit Level Monitoring EC, 20A, 120V, 1.9kW, Horizontal, (12) NEMA 5-20R, 10ft / 3m power cord with 5-20P, Black Powder Coat. | 1419 | 30% | 1000.7498
NS30204 | rPDU, Switched Unit Level Monitoring EC, 20A, 230/400V WYE, 11.0kW, Horizontal, (12) Combination C13/C19, 10ft / 3m power cord with 3P+N+E (IP44), Black Powder Coat. | 1746 | 30% | 1231.3665
NS30207 | rPDU, Switched Unit Level Monitoring EC, 30A, 120/208V WYE, 8.6kW, Horizontal, (12) Combination C13/C19, 10ft / 3m power cord with L21-30P, Black Powder Coat. | 1785 | 30% | 1258.8713
NS30208 | rPDU, Switched Unit Level Monitoring EC, 30A, 208V DELTA, 8.6kW, Horizontal, (12) Combination C13/C19, 10ft / 3m power cord with L15-30P, Black Powder Coat. | 1785 | 30% | 1258.8713
NS30209 | rPDU, Switched Unit Level Monitoring EC, 30A, 230/400V WYE, 16.6kW, Horizontal, (12) Combination C13/C19, 10ft / 3m power cord with L22-20P, Black Powder Coat. | 1996 | 30% | 1407.679
NS30210 | rPDU, Switched Unit Level Monitoring EC, 30A, 230/400V WYE, 16.6kW, Horizontal, (12) Combination C13/C19, 10ft / 3m power cord with 3P+N+E (IP44), Black Powder Coat. | 1996 | 30% | 1407.679
NS30211 | rPDU, Switched Unit Level Monitoring EC, 35A, 208V DELTA, 10.0kW, Horizontal, (12) Combination C13/C19, 10ft / 3m power cord with 3P+E CA, Black Powder Coat. | 1870 | 30% | 1318.8175
NS30212 | rPDU, Switched Unit Level Monitoring EC, 50A, 208V DELTA, 14.4kW, Horizontal, (12) Combination C13/C19, 10ft / 3m power cord with 3P+E CA, Black Powder Coat. | 2494 | 30% | 1758.8935
NS30213 | rPDU, Switched Unit Level Monitoring EC, 60A, 208V DELTA, 17.2kW, Horizontal, (12) Combination C13/C19, 10ft / 3m power cord with 3P+E (IP44), Black Powder Coat. | 2744 | 30% | 1935.206
NS30214 | rPDU, Switched Unit Level Monitoring EC, 60A, 208V DELTA, 17.2kW, Horizontal, (12) Combination C13/C19, 10ft / 3m power cord with 3P+E (IP67), Black Powder Coat. | 2946 | 30% | 2077.6665
NS30215 | rPDU, Switched Unit Level Monitoring EC, 30A, 208V, 4.9kW, Horizontal, (24) Combination C13/C19, 10ft power cord with L6-30P, Black Powder Coat. | 2370 | 30% | 1671.4425
NS30216 | rPDU, Switched Unit Level Monitoring EC, 30A, 208V, 5.7kW, Horizontal, (24) Combination C13/C19, 10ft power cord with L14-30P, Black Powder Coat. | 2494 | 30% | 1758.8935
NS30217 | rPDU, Switched Unit Level Monitoring EC, 30A, 120/208V WYE, 8.6kW, Horizontal, (24) Combination C13/C19, 10ft / 3m power cord with L21-30P, Black Powder Coat. | 2558 | 30% | 1804.0295
NS30218 | rPDU, Switched Unit Level Monitoring EC, 30A, 208V DELTA, 8.6kW, Horizontal, (24) Combination C13/C19, 10ft / 3m power cord with L15-30P, Black Powder Coat. | 2558 | 30% | 1804.0295
NSCMOD | Nfinity System Expansion System Control Module | 1505 | 30% | 1061.4013
NU30001L | rPDU, Switched Outlet Level Monitoring EC, 20A, 120/208V WYE, 5.7kW, Vertical, (24) Locking IEC C13, 10ft / 3m power cord with L21-20P, Black Powder Coat. | 2449 | 30% | 1727.1572
NU30002L | rPDU, Switched Outlet Level Monitoring EC, 20A, 120/208V WYE, 5.7kW, Vertical, (21) Locking IEC C13, (3) Locking IEC C19, 10ft / 3m power cord with L21-20P, Black Powder Coat. | 2449 | 30% | 1727.1572
NU30003 | rPDU, Switched Outlet Level Monitoring EC, 20A, 120/208V WYE, 5.7kW, Vertical, (24) NEMA 5-20R, 10ft / 3m power cord with L21-20P, Black Powder Coat. | 2393 | 30% | 1687.6633
NU30004 | rPDU, Switched Outlet Level Monitoring EC, 20A, 120V, 1.9kW, Vertical, (24) NEMA 5-20R, 10ft / 3m power cord with 5-20P, Black Powder Coat. | 2066 | 30% | 1457.0465
NU30005 | rPDU, Switched Outlet Level Monitoring EC, 20A, 120V, 1.9kW, Vertical, (24) NEMA 5-20R, 10ft / 3m power cord with L5-20P, Black Powder Coat. | 2081 | 30% | 1467.6252
NU30006L | rPDU, Switched Outlet Level Monitoring EC, 20A, 230/400V WYE, 11.0kW, Vertical, (21) Locking IEC C13, (3) Locking IEC C19, 10ft / 3m power cord with 3P+N+E (IP44), Black Powder Coat. | 2360 | 30% | 1664.39
NU30007L | rPDU, Switched Outlet Level Monitoring EC, 20A, 230/400V WYE, 11.0kW, Vertical, (21) Locking IEC C13, (3) Locking IEC C19, 10ft / 3m power cord with L22-20P, Black Powder Coat. | 2360 | 30% | 1664.39
NU30008L | rPDU, Switched Outlet Level Monitoring EC, 20A, 230/400V WYE, 11.0kW, Vertical, (36) Locking IEC C13, 10ft / 3m power cord with 3P+N+E (IP44), Black Powder Coat. | 3345 | 30% | 2359.0613
NU30009L | rPDU, Switched Outlet Level Monitoring EC, 20A, 230/400V WYE, 11.0kW, Vertical, (36) Locking IEC C13, 10ft / 3m power cord with L22-20P, Black Powder Coat. | 3345 | 30% | 2359.0613
NU30010L | rPDU, Switched Outlet Level Monitoring EC, 20A, 230/400V WYE, 11.0kW, Vertical, (24) Locking IEC C13, (12) Locking IEC C19, 10ft / 3m power cord with 3P+N+E (IP44), Black Powder Coat. | 3345 | 30% | 2359.0613
NU30012L | rPDU, Switched Outlet Level Monitoring EC, 20A, 230/400V WYE, 11.0kW, Vertical, (30) Locking IEC C13, (6) Locking IEC C19, 10ft / 3m power cord with 3P+N+E (IP44), Black Powder Coat. | 3414 | 30% | 2407.7235
NU30014L | rPDU, Switched Outlet Level Monitoring EC, 20A, 230/400V WYE, 11.0kW, Vertical, (36) Locking IEC C13, (12) Locking IEC C19, 10ft / 3m power cord with 3P+N+E (IP44), Black Powder Coat. | 4102 | 30% | 2892.9355
NU30016L | rPDU, Switched Outlet Level Monitoring EC, 30A, 120/208V WYE, 8.6kW, Vertical, (18) Locking IEC C13, (6) Locking IEC C19, 10ft / 3m power cord with L21-30P, Black Powder Coat. | 2346 | 30% | 1654.5165
NU30017L | rPDU, Switched Outlet Level Monitoring EC, 30A, 120/208V WYE, 8.6kW, Vertical, (30) Locking IEC C13, (6) Locking IEC C19, 10ft / 3m power cord with L21-30P, Black Powder Coat. | 3378 | 30% | 2382.3345
NU30018L | rPDU, Switched Outlet Level Monitoring EC, 30A, 120/208V WYE, 8.6kW, Vertical, (24) Locking IEC C13, (12) Locking IEC C19, 10ft / 3m power cord with L21-30P, Black Powder Coat. | 3378 | 30% | 2382.3345
NU30019L | rPDU, Switched Outlet Level Monitoring EC, 30A, 120/208V WYE, 8.6kW, Vertical, (48) Locking IEC C13, 10ft / 3m power cord with L21-30P, Black Powder Coat. | 4028 | 30% | 2840.747
NU30020L | rPDU, Switched Outlet Level Monitoring EC, 30A, 120/208V WYE, 8.6kW, Vertical, (24) Locking IEC C13, (6) Locking IEC C19, (6) NEMA 5-20R, 10ft / 3m power cord with L21-30P, Black Powder Coat. | 3474 | 30% | 2450.0385
NU30021 | rPDU, Switched Outlet Level Monitoring EC, 30A, 120V, 2.8kW, Vertical, (24) NEMA 5-20R, 10ft / 3m power cord with L5-30P, Black Powder Coat. | 2270 | 30% | 1600.9175
NU30022L | rPDU, Switched Outlet Level Monitoring EC, 30A, 208V, 4.9kW, Vertical, (24) Locking IEC C13, 10ft / 3m power cord with L6-30P, Black Powder Coat. | 2287 | 30% | 1612.9067
NU30024L | rPDU, Switched Outlet Level Monitoring EC, 30A, 208V, 4.9kW, Vertical, (18) Locking IEC C13, (6) Locking IEC C19, 10ft / 3m power cord with L6-30P, Black Powder Coat. | 2287 | 30% | 1612.9067
NU30026L | rPDU, Switched Outlet Level Monitoring EC, 30A, 208V Delta, 8.6kW, Vertical, (18) Locking IEC C13, (6) Locking IEC C19, 10ft / 3m power cord with L15-30P, Black Powder Coat. | 2676 | 30% | 1887.249
NU30028L | rPDU, Switched Outlet Level Monitoring EC, 30A, 208V Delta, 8.6kW, Vertical, (24) Locking IEC C13, (12) Locking IEC C19, 10ft / 3m power cord with L15-30P, Black Powder Coat. | 3378 | 30% | 2382.3345
NU30029L | rPDU, Switched Outlet Level Monitoring EC, 30A, 208V Delta, 8.6kW, Vertical, (48) Locking IEC C13, 10ft / 3m power cord with L15-30P, Black Powder Coat. | 4028 | 30% | 2840.747
NU30030L | rPDU, Switched Outlet Level Monitoring EC, 30A, 230/400V WYE, 16.6kW, Vertical, (30) Locking IEC C13, (6) Locking IEC C19, 10ft / 3m power cord with 3P+N+E (IP44), Black Powder Coat. | 3651 | 30% | 2574.8677
NU30031L | rPDU, Switched Outlet Level Monitoring EC, 30A, 230/400V WYE, 16.6kW, Vertical, (30) Locking IEC C13, (6) Locking IEC C19, 10ft / 3m power cord with L22-30P, Black Powder Coat. | 3651 | 30% | 2574.8677
NU30032L | rPDU, Switched Outlet Level Monitoring EC, 30A, 230/400V WYE, 16.6kW, Vertical, (30) Locking IEC C13, (6) Locking IEC C19, 10ft / 3m power cord with 3P+N+E (IP44), Black Powder Coat. | 3743 | 30% | 2639.7508
NU30033L | rPDU, Switched Outlet Level Monitoring EC, 30A, 230/400V WYE, 16.6kW, Vertical, (24) Locking IEC C13, (12) Locking IEC C19, 10ft / 3m power cord with 3P+N+E (IP44), Black Powder Coat. | 3651 | 30% | 2574.8677
NU30034L | rPDU, Switched Outlet Level Monitoring EC, 30A, 230/400V WYE, 16.6kW, Vertical, (24) Locking IEC C13, (12) Locking IEC C19, 10ft / 3m power cord with L22-30P, Black Powder Coat. | 3651 | 30% | 2574.8677
NU30035L | rPDU, Switched Outlet Level Monitoring EC, 30A, 230/400V WYE, 16.6kW, Vertical, (24) Locking IEC C13, (12) Locking IEC C19, 10ft / 3m power cord with 3P+N+E (IP44), Black Powder Coat. | 3743 | 30% | 2639.7508
NU30036L | rPDU, Switched Outlet Level Monitoring EC, 30A, 230/400V WYE, 16.6kW, Vertical, (12) Locking IEC C13, (12) Locking IEC C19, 10ft / 3m power cord with 3P+N+E (IP44), Black Powder Coat. | 2981 | 30% | 2102.3502
NU30037L | rPDU, Switched Outlet Level Monitoring EC, 30A, 230/400V WYE, 16.6kW, Vertical, (12) Locking IEC C13, (12) Locking IEC C19, 10ft / 3m power cord with L22-30P, Black Powder Coat. | 2981 | 30% | 2102.3502
NU30038L | rPDU, Switched Outlet Level Monitoring EC, 30A, 230/400V WYE, 16.6kW, Vertical, (42) Locking IEC C13, (6) Locking IEC C19, 10ft / 3m power cord with 3P+N+E (IP44), Black Powder Coat. | 4419 | 30% | 3116.4997
NU30039L | rPDU, Switched Outlet Level Monitoring EC, 30A, 230/400V WYE, 16.6kW, Vertical, (42) Locking IEC C13, (6) Locking IEC C19, 10ft / 3m power cord with L22-30P, Black Powder Coat. | 4386 | 30% | 3093.2265
NU30040L | rPDU, Switched Outlet Level Monitoring EC, 35A, 208V Delta, 10.0kW, Vertical, (18) Locking IEC C13, (6) Locking IEC C19, 10ft / 3m power cord with 3P+E CA, Black Powder Coat. | 3064 | 30% | 2160.886
NU30041L | rPDU, Switched Outlet Level Monitoring EC, 35A, 208V Delta, 10.0kW, Vertical, (30) Locking IEC C13, (6) Locking IEC C19, 10ft / 3m power cord with 3P+E CA, Black Powder Coat. | 3507 | 30% | 2473.3117
NU30042L | rPDU, Switched Outlet Level Monitoring EC, 35A, 208V Delta, 10.0kW, Vertical, (24) Locking IEC C13, (12) Locking IEC C19, 10ft / 3m power cord with 3P+E CA, Black Powder Coat. | 3507 | 30% | 2473.3117
NU30043L | rPDU, Switched Outlet Level Monitoring EC, 35A, 208V Delta, 10.0kW, Vertical, (48) Locking IEC C13, 10ft / 3m power cord with 3P+E CA, Black Powder Coat. | 4164 | 30% | 2936.661
NU30044L | rPDU, Switched Outlet Level Monitoring EC, 50A, 208V Delta, 14.4kW, Vertical, (12) Locking IEC C13, (12) Locking IEC C19, 10ft / 3m power cord with 3P+E CA, Black Powder Coat. | 3410 | 30% | 2404.9025
NU30045L | rPDU, Switched Outlet Level Monitoring EC, 50A, 208V Delta, 14.4kW, Vertical, (24) Locking IEC C13, (12) Locking IEC C19, 10ft / 3m power cord with 3P+E CA, Black Powder Coat. | 4000 | 30% | 2821
NU30046L | rPDU, Switched Outlet Level Monitoring EC, 50A, 208V Delta, 14.4kW, Vertical, (48) Locking IEC C13, 10ft / 3m power cord with 3P+E CA, Black Powder Coat. | 4690 | 30% | 3307.6225
NU30047L | rPDU, Switched Outlet Level Monitoring EC, 50A, 208V Delta, 14.4kW, Vertical, (42) Locking IEC C13, (6) Locking IEC C19, 10ft / 3m power cord with 3P+E CA, Black Powder Coat. | 4690 | 30% | 3307.6225
NU30049L | rPDU, Switched Outlet Level Monitoring EC, 60A, 208V Delta, 17.2kW, Vertical, (12) Locking IEC C13, (12) Locking IEC C19, 10ft / 3m power cord with 3P+E (IP44), Black Powder Coat. | 3668 | 30% | 2586.857
NU30050L | rPDU, Switched Outlet Level Monitoring EC, 60A, 208V Delta, 17.2kW, Vertical, (12) Locking IEC C13, (12) Locking IEC C19, 10ft / 3m power cord with 3P+E (IP67), Black Powder Coat. | 3763 | 30% | 2653.8558
NU30051L | rPDU, Switched Outlet Level Monitoring EC, 60A, 208V Delta, 17.2kW, Vertical, (24) Locking IEC C13, (12) Locking IEC C19, 10ft / 3m power cord with 3P+E (IP44), Black Powder Coat. | 4257 | 30% | 3002.2492
NU30052L | rPDU, Switched Outlet Level Monitoring EC, 60A, 208V Delta, 17.2kW, Vertical, (24) Locking IEC C13, (12) Locking IEC C19, 10ft / 3m power cord with 3P+E (IP67), Black Powder Coat. | 4352 | 30% | 3069.248
NU30053L | rPDU, Switched Outlet Level Monitoring EC, 60A, 208V Delta, 17.2kW, Vertical, (48) Locking IEC C13, 10ft / 3m power cord with 3P+E (IP44), Black Powder Coat. | 4952 | 30% | 3492.398
NU30054L | rPDU, Switched Outlet Level Monitoring EC, 60A, 208V Delta, 17.2kW, Vertical, (48) Locking IEC C13, 10ft / 3m power cord with 3P+E (IP67), Black Powder Coat. | 5048 | 30% | 3560.102
NU30055L | rPDU, Switched Outlet Level Monitoring EC, 60A, 208V Delta, 17.2kW, Vertical, (42) Locking IEC C13, (6) Locking IEC C19, 10ft / 3m power cord with 3P+E (IP44), Black Powder Coat. | 4952 | 30% | 3492.398
NU30056L | rPDU, Switched Outlet Level Monitoring EC, 60A, 208V Delta, 17.2kW, Vertical, (42) Locking IEC C13, (6) Locking IEC C19, 10ft / 3m power cord with 3P+E (IP67), Black Powder Coat. | 5048 | 30% | 3560.102
NU30061L | rPDU, Switched Outlet Level Monitoring EC, 60A, 208V DELTA, 17.2kW, Vertical, (18) Locking IEC C13, (6) Locking IEC C19, Hardwired, Black Powder Coat. | 3196 | 30% | 2253.979
NU30130 | rPDU, Switched Outlet Level Monitoring EC, 20A, 120V, 1.9kW, Vertical, (24) NEMA 5-20R, 10ft / 3m power cord with L5-20P, Black Powder Coat. | 2189 | 30% | 1543.7922
NU30131L | rPDU, Switched Outlet Level Monitoring EC, 30A, 208V, 4.9kW, Vertical, (12) Locking IEC C13, (6) Locking IEC C19, 10ft / 3m power cord with L6-30P, Black Powder Coat. | 2050 | 30% | 1445.7625
NU30200 | rPDU, Switched Outlet Level Monitoring EC, 15A, 120V, 1.4kW, Horizontal, (6) NEMA 5-15R, 10ft / 3m power cord with 5-15P, Black Powder Coat. | 1271 | 30% | 896.3727
NU30201 | rPDU, Switched Outlet Level Monitoring EC, 15A, 120V, 1.4kW, Horizontal, (12) NEMA 5-15R, 10ft / 3m power cord with 5-15P, Black Powder Coat. | 1620 | 30% | 1142.505
NU30202 | rPDU, Switched Outlet Level Monitoring EC, 20A, 120V, 1.9kW, Horizontal, (12) NEMA 5-20R, 10ft / 3m power cord with 5-20P, Black Powder Coat. | 1667 | 30% | 1175.6517
NU30203 | rPDU, Switched Outlet Level Monitoring EC, 20A, 120V, 1.9kW, Horizontal, (12) NEMA 5-20R, 10ft / 3m power cord with L5-20P, Black Powder Coat. | 1682 | 30% | 1186.2305
NU30204 | rPDU, Switched Outlet Level Monitoring EC, 20A, 230/400V WYE, 11.0kW, Horizontal, (12) Combination C13/C19, 10ft / 3m power cord with 3P+N+E (IP44), Black Powder Coat. | 1994 | 30% | 1406.2685
NU30205 | rPDU, Switched Outlet Level Monitoring EC, 30A, 120V, 2.8kW, Horizontal, (12) NEMA 5-20R, 10ft / 3m power cord with L5-30P, Black Powder Coat. | 1807 | 30% | 1274.3867
NU30206 | rPDU, Switched Outlet Level Monitoring EC, 30A, 208V, 4.9kW, Horizontal, (12) Combination C13/C19, 10ft power cord with L6-30P, Black Powder Coat. | 1870 | 30% | 1318.8175
NU30207 | rPDU, Switched Outlet Level Monitoring EC, 30A, 120/208V WYE, 8.6kW, Horizontal, (12) Combination C13/C19, 10ft / 3m power cord with L21-30P, Black Powder Coat. | 2033 | 30% | 1433.7732
NU30208 | rPDU, Switched Outlet Level Monitoring EC, 30A, 208V DELTA, 8.6kW, Horizontal, (12) Combination C13/C19, 10ft / 3m power cord with L15-30P, Black Powder Coat. | 2033 | 30% | 1433.7732
NU30209 | rPDU, Switched Outlet Level Monitoring EC, 30A, 230/400V WYE, 16.6kW, Horizontal, (12) Combination C13/C19, 10ft / 3m power cord with L22-20P, Black Powder Coat. | 2244 | 30% | 1582.581
NU30210 | rPDU, Switched Outlet Level Monitoring EC, 30A, 230/400V WYE, 16.6kW, Horizontal, (12) Combination C13/C19, 10ft / 3m power cord with 3P+N+E (IP44), Black Powder Coat. | 2244 | 30% | 1582.581
NU30211 | rPDU, Switched Outlet Level Monitoring EC, 35A, 208V DELTA, 10.0kW, Horizontal, (12) Combination C13/C19, 10ft / 3m power cord with 3P+E CA, Black Powder Coat. | 2118 | 30% | 1493.7195
NU30212 | rPDU, Switched Outlet Level Monitoring EC, 50A, 208V DELTA, 14.4kW, Horizontal, (12) Combination C13/C19, 10ft / 3m power cord with 3P+E CA, Black Powder Coat. | 2742 | 30% | 1933.7955
NU30213 | rPDU, Switched Outlet Level Monitoring EC, 60A, 208V DELTA, 17.2kW, Horizontal, (12) Combination C13/C19, 10ft / 3m power cord with 3P+E (IP44), Black Powder Coat. | 2992 | 30% | 2110.108
NU30214 | rPDU, Switched Outlet Level Monitoring EC, 60A, 208V DELTA, 17.2kW, Horizontal, (12) Combination C13/C19, 10ft / 3m power cord with 3P+E (IP67), Black Powder Coat. | 3087 | 30% | 2177.1067
NU30215 | rPDU, Switched Outlet Level Monitoring EC, 30A, 208V, 4.9kW, Horizontal, (24) Combination C13/C19, 10ft power cord with L6-30P, Black Powder Coat. | 2866 | 30% | 2021.2465
NU30216 | rPDU, Switched Outlet Level Monitoring EC, 30A, 208V, 5.7kW, Horizontal, (24) Combination C13/C19, 10ft power cord with L14-30P, Black Powder Coat. | 2990 | 30% | 2108.6975
NU30217 | rPDU, Switched Outlet Level Monitoring EC, 30A, 120/208V WYE, 8.6kW, Horizontal, (24) Combination C13/C19, 10ft / 3m power cord with L21-30P, Black Powder Coat. | 3054 | 30% | 2153.8335
NU30218 | rPDU, Switched Outlet Level Monitoring EC, 30A, 208V DELTA, 8.6kW, Horizontal, (24) Combination C13/C19, 10ft / 3m power cord with L15-30P, Black Powder Coat. | 3054 | 30% | 2153.8335
PAPAPS-15K | PAPAPS-15K W STARTUP | 7455 | 30% | 5257.6388
PAPAPS-15KLF | PAPAPS-15K W LIFE | 8201 | 30% | 5783.7553
PAPAPS-20K | PAPAPS-20K W STARTUP | 7930 | 30% | 5592.6325
PAPAPS-20KLF | PAPAPS-20K W LIFE | 8724 | 30% | 6152.601
PAPAPS-BATT1 | PAPAPS 1X BATT W STARTUP | 3439 | 30% | 2425.3547
PAPAPS-BATT2 | PAPAPS 2X BATT W STARTUP | 3577 | 30% | 2522.6792
PAPAPS-BATT3 | PAPAPS 3X BATT W STARTUP | 3628 | 30% | 2558.647
PAPAPS-BATT4 | PAPAPS 4X BATT W STARTUP | 3765 | 30% | 2655.2663
PAPAPS-BATT5 | PAPAPS 5X BATT W STARTUP | 3901 | 30% | 2751.1802
PAPAPS-BATT6 | PAPAPS 6X BATT W STARTUP | 4038 | 30% | 2847.7995
PAPAPS-BATT7 | PAPAPS 7X BATT W STARTUP | 4174 | 30% | 2943.7135
PAPAPS-MBC | PAPAPS MAINT BP CAB | 2334 | 30% | 1646.0535
PAPGXT15-20K | PAPGXT15-20K W/STARTUP | 3285 | 30% | 2316.7463
PAPGXT15-20KLF | PAPGXT15-20kVA W/LIFE | 4064 | 30% | 2866.136
PAPGXT15-20KRLF | PAPGXT15-20KVA W/RMV/LIFE | 4684 | 30% | 3303.391
PAPGXT15-20KRMV | PAPGXT15-20K W/STARTUP/RMV | 3906 | 30% | 2754.7065
PAPGXT-1K3K | PAPGXT-UP TO 3K WSTARTUP | 2166 | 30% | 1527.5715
PAPGXT-1K3KLF | POWER ASSR PCKG GXT 1-3KVA W LIFE | 3015 | 30% | 2126.3288
PAPGXT-1K3KRLF | POWER ASSR PCKG GXT 1-3KVA W RMVL+LIFE | 3646 | 30% | 2571.3415
PAPGXT-1K3KRMV | PAPGXT UP TO 3K WSTARTUP RMV | 2830 | 30% | 1995.8575
PAPGXT-5K6K | PAPGXT-5K6K WSTARTUP | 2487 | 30% | 1753.9568
PAPGXT-5K6KLF | POWER ASSR PCKG GXT 5-6KVA W LIFE | 3319 | 30% | 2340.7247
PAPGXT-5K6KRLF | POWER ASSR PCKG GXT 5-6KVA W RMVL+LIFE | 3945 | 30% | 2782.2113
PAPGXT-5K6KRMV | PAPGXT-5K6K WSTARTUP RMV | 3144 | 30% | 2217.306
PAPGXT-8-10K | PAPGXT-8-10K WSTARTUP | 3368 | 30% | 2375.282
PAPGXT-8-10KLF | POWER ASSR PCKG GXT 8-10KVA W LIFE | 4145 | 30% | 2923.2613
PAPGXT-8-10KRLF | POWER ASSR PCKG GXT 8-10KVA W RMVL+LIFE | 4781 | 30% | 3371.8003
PAPGXT-8-10KRMV | PAPGXT-8-10K WSTARTUP RMV | 4004 | 30% | 2823.821
PAPGXT-BATT | PAPGXT BATT WSTARTUP | 1596 | 30% | 1125.579
PAPGXT-BATTRMV | PAPGXT BATT WSTARTUP RMV | 2259 | 30% | 1593.1598
PAPGXTLI-1K3K | 5 YEAR PAPGXT-LITHIUM 1-3KVA SERVICE | 3551 | 30% | 2504.3427
PAPGXTLI-1K3KLF | 5 YEAR PAPGXT-LITHIUM 1-3KVA SERVICE W LIFE | 4051 | 30% | 2856.9677
PAPGXTLI-1K3KRLF | 5 YEAR PAPGXT-LITHIUM 1-3KVA SERVICE W RMV + LIFE | 3281 | 30% | 2313.9252
PAPGXTLI-1K3KRMV | 5 YEAR PAPGXT-LITHIUM 1-3KVA SERVICE W RMV | 2547 | 30% | 1796.2717
PAPGXTLI-48VBATT | POWER ASSR 48V LI BATT CAB w STARTUP | 1436 | 30% | 1012.739
PAPGXTLI-48VBATTRMV | POWER ASSR 48V LI BATT CAB w STARTUP+REMOVAL | 2033 | 30% | 1433.7732
PAPITA-8-10K | PAP ITA2 8-10K, Startup 7x24 | 3551 | 30% | 2504.3427
PAPITA-8-10KLF | PAP ITA2 8-10K, SU 7x24, LIFE | 4051 | 30% | 2856.9677
PAPITA-8-10KRLF | PAP ITA2 8-10KVA WS/U LIFE RMV | 4119 | 30% | 2904.9248
PAPITA-8-10KRMV | PAP ITA2 8-10KVA w S/U RMV | 4120 | 30% | 2905.63
PAPITA-BATT | PAP ITA2 EBC, Startup 7x24 | 1659 | 30% | 1170.0097
PAPITA-BATTRMV | PAP ITA2 BATT W S/U & RMV | 2220 | 30% | 1565.655
PAPPSI-1K3K | PAPPSI UP TO 3K WSTARTUP | 1908 | 30% | 1345.617
PAPPSI-1K3KLF | PAPPSI UP TO 3K WSTARTUP W LIFE | 2830 | 30% | 1995.8575
PAPPSI-1K3KLI | PAPPSI UP TO 3K LI WSTARTUP | 1718 | 30% | 1211.6195
PAPPSI-1K3KLILF | PAPPSI UP TO 3K LI WSTARTUP W LIFE | 2755 | 30% | 1942.9637
PAPPSI-1K3KLIRLF | PAPPSI UP TO 3K LI W SU RMV W LIFE | 3478 | 30% | 2452.8595
PAPPSI-1K3KLIRMV | PAPPSI UP TO 3K LI WSTARTUPRMV | 2313 | 30% | 1631.2432
PAPPSI-1K3KRLF | PAPPSI UP TO 3K W SU RMV W LIFE | 3586 | 30% | 2529.0265
PAPPSI-1K3KRMV | PAPPSI UP TO 3K WSTARTUP RMV | 2572 | 30% | 1813.903
PAPPSI-5K | PAPPSI 5K WSTARTUP | 2220 | 30% | 1565.655
PAPPSI-5KLF | PAPPSI 5K WSTARTUP W LIFE | 3129 | 30% | 2206.7272
PAPPSI-5KRLF | PAPPSI 5K W SU RMV W LIFE | 3735 | 30% | 2634.1088
PAPPSI-5KRMV | PAPPSI 5K WSTARTUPRMV | 2856 | 30% | 2014.194
PAPPSI-BATT | PAPPSI BATT WSTARTUP | 1732 | 30% | 1221.493
PAPPSI-BATTRMV | PAPPSI BATT WSTARTUP RMV | 2345 | 30% | 1653.8113
PB-GVG3-1000VA | Pro Refresh GVG3-1000 SS | 2543 | 30% | 1793.4507
PB-GVG3-1500VA | Pro Refresh GVG3-1500 SS | 2754 | 30% | 1942.2585
PB-GVG3-2000VA | Pro Refresh GVG3-2000 SS | 2754 | 30% | 1942.2585
PB-GVG3-3000VA | Pro Refresh GVG3-3000 SS | 2906 | 30% | 2049.4565
PB-GVG3-6K208V | Pro Refresh GVG3-6K SS | 4894 | 30% | 3451.4935
PB-GVG3X1000VA | Pro Refresh GVG3-1000 MS | 1780 | 30% | 1255.345
PB-GVG3X1500VA | Pro Refresh GVG3-1500 MS | 1928 | 30% | 1359.722
PB-GVG3X2000VA | Pro Refresh GVG3-2000 MS | 1928 | 30% | 1359.722
PB-GVG3X3000VA | Pro Refresh GVG3-3000 MS | 2326 | 30% | 1640.4115
PB-GVG3X6K208V | Pro Refresh GVG3-6K MS | 3916 | 30% | 2761.759
PB-GXT34-1000VA | Pro Refresh GXT34-1000 SS | 2376 | 30% | 1675.674
PB-GXT34-1500VA | Pro Refresh GXT34-1500 SS | 2633 | 30% | 1856.9233
PB-GXT34-2000VA | Pro Refresh GXT34-2000 SS | 2633 | 30% | 1856.9233
PB-GXT34-3000VA | Pro Refresh GXT34-3000 SS | 2739 | 30% | 1931.6798
PB-GXT34-500VA | Pro Refresh GXT34-500 SS | 2376 | 30% | 1675.674
PB-GXT34-5K208V | Pro Refresh GXT34-5K SS | 4221 | 30% | 2976.8603
PB-GXT34-6K208V | Pro Refresh GXT34-6K SS | 4221 | 30% | 2976.8603
PB-GXT34-6KL630 | Pro Refresh GXT34-6KL6 SS | 5260 | 30% | 3709.615
PB-GXT34-700VA | Pro Refresh GXT34-700 SS | 2376 | 30% | 1675.674
PB-GXT34-8-10K | Pro Refresh GXT34-8-10 SS | 5809 | 30% | 4096.7972
PB-GXT34X1000VA | Pro Refresh GXT34-1000 MS | 1425 | 30% | 1004.9812
PB-GXT34X1500VA | Pro Refresh GXT34-1500 MS | 1581 | 30% | 1115.0002
PB-GXT34X2000VA | Pro Refresh GXT34-2000 MS | 1581 | 30% | 1115.0002
PB-GXT34X3000VA | Pro Refresh GXT34-3000 MS | 2193 | 30% | 1546.6133
PB-GXT34X500VA | Pro Refresh GXT34-500 MS | 1425 | 30% | 1004.9812
PB-GXT34X5K208V | Pro Refresh GXT34-5K MS | 3376 | 30% | 2380.924
PB-GXT34X6K208V | Pro Refresh GXT34-6K MS | 3376 | 30% | 2380.924
PB-GXT34X6KL630 | Pro Refresh GXT34-6KL6 MS | 4209 | 30% | 2968.3972
PB-GXT34X700VA | Pro Refresh GXT34-700 MS | 1358 | 30% | 957.7295
PB-GXT34X8-10K | Pro Refresh GXT34-8-10 MS | 4648 | 30% | 3278.002
PB-PSI3-1000RT | Pro Refresh PSI3-1000RT SS | 1814 | 30% | 1279.3235
PB-PSI3-1000XR | Pro Refresh PSI3-1000XR SS | 1885 | 30% | 1329.3963
PB-PSI3-1500RT | Pro Refresh PSI3-1500RT SS | 1872 | 30% | 1320.228
PB-PSI3-1500XR | Pro Refresh PSI3-1500XR SS | 1912 | 30% | 1348.438
PB-PSI3-2000RT | Pro Refresh PSI3-2000RT SS | 1987 | 30% | 1401.3318
PB-PSI3-2000XR | Pro Refresh PSI3-2000XR SS | 2053 | 30% | 1447.8782
PB-PSI3-3000RT | Pro Refresh PSI3-3000RT SS | 2019 | 30% | 1423.8998
PB-PSI3-3000XR | Pro Refresh PSI3-3000XR SS | 2077 | 30% | 1464.8042
PB-PSI3-750RT | Pro Refresh PSI3-750RT SS | 1814 | 30% | 1279.3235
PB-PSI3X1000RT | Pro Refresh PSI3-1000RT MS | 1088 | 30% | 767.312
PB-PSI3X1000XR | Pro Refresh PSI3-1000XR MS | 1132 | 30% | 798.343
PB-PSI3X1500RT | Pro Refresh PSI3-1500RT MS | 1125 | 30% | 793.4062
PB-PSI3X1500XR | Pro Refresh PSI3-1500XR MS | 1149 | 30% | 810.3323
PB-PSI3X2000RT | Pro Refresh PSI3-2000RT MS | 1191 | 30% | 839.9528
PB-PSI3X2000XR | Pro Refresh PSI3-2000XR MS | 1232 | 30% | 868.868
PB-PSI3X24VBXR | ProRef PSI3-24VB MULTI | 1490 | 30% | 1050.8225
PB-PSI3X3000RT | Pro Refresh PSI3-3000RT MS | 1262 | 30% | 890.0255
PB-PSI3X3000XR | Pro Refresh PSI3-3000XR MS | 1300 | 30% | 916.825
PB-PSI3X48VBXR | ProRef PSI3-48VB MULTI | 1490 | 30% | 1050.8225
PB-PSI3X750RT | Pro Refresh PSI3-750RT MS | 1088 | 30% | 767.312
PB-PSI5-1100VA | PB-PSI5-1100VA | 1879 | 30% | 1325.1648
PB-PSI5-1500LI | Pro Refresh PSI5-1500LI SS | 3119 | 30% | 2199.6747
PB-PSI5-1500VA | PB-PSI5-1500VA | 1971 | 30% | 1390.0477
PB-PSI5-2200LI | Pro Refresh PSI5-2200LI SS | 4007 | 30% | 2825.9367
PB-PSI5-2200VA | PB-PSI5-2200VA | 2048 | 30% | 1444.352
PB-PSI5-3000LI | Pro Refresh PSI5-3000LI SS | 4825 | 30% | 3402.8313
PB-PSI5-3000VA | PB-PSI5-3000VA | 2075 | 30% | 1463.3938
PB-PSI5-5000VA | PB-PSI5-5000VA | 2961 | 30% | 2088.2452
PB-PSI5-800VA | PB-PSI5-800VA | 1866 | 30% | 1315.9965
PB-PSI5X1100VA | ProRef PSI5X1100 MULTI | 1129 | 30% | 796.2273
PB-PSI5X-1500LI | Pro Refresh PSI5-1500LI MS | 1872 | 30% | 1320.228
PB-PSI5X1500VA | ProRef PSI5X1500 MULTI | 1183 | 30% | 834.3107
PB-PSI5X-2200LI | Pro Refresh PSI5-2200LI MS | 2405 | 30% | 1696.1263
PB-PSI5X2200VA | ProRef PSI5X2200 MULTI | 1231 | 30% | 868.1627
PB-PSI5X-3000LI | Pro Refresh PSI5-3000LI MS | 2896 | 30% | 2042.404
PB-PSI5X3000VA | ProRef PSI5X3000 MULTI | 1245 | 30% | 878.0363
PB-PSI5X5000VA | ProRef PSI5X5000 MULTI | 1777 | 30% | 1253.2292
PB-PSI5X800VA | ProRef PSI5X800 MULTI | 1120 | 30% | 789.88
PBRGVG3-1000LF | Pro RefreshPL LF GVG3-1000 SS | 3568 | 30% | 2516.332
PBRGVG3-1000VA | PBRGVG3-1000VA 2YR BASIC | 3126 | 30% | 2204.6115
PBRGVG3-1500LF | Pro RefreshPL LF GVG3-1500 SS | 3785 | 30% | 2669.3713
PBRGVG3-1500VA | PBRGVG3-1500VA 2YR BASIC | 3326 | 30% | 2345.6615
PBRGVG3-2000LF | Pro RefreshPL LF GVG3-2000 SS | 3785 | 30% | 2669.3713
PBRGVG3-2000VA | PBRGVG3-2000VA 2YR BASIC | 3326 | 30% | 2345.6615
PBRGVG3-3000LF | Pro RefreshPL LF GVG3-3000 SS | 3940 | 30% | 2778.685
PBRGVG3-3000VA | PBRGVG3-3000VA 2YR BASIC | 3466 | 30% | 2444.3965
PBRGVG3-6K208L | Pro RefreshPL LF GVG3-6K SS | 6331 | 30% | 4464.9378
PBRGVG3-6K208V | PBRGVG3-6K208V 2YR BASIC | 5599 | 30% | 3948.6948
PBRGVG3X1000LF | Pro RefreshPL LF GVG3-1000 MS | 2229 | 30% | 1572.0023
PBRGVG3X1000VA | ProRef PL GVG3-1000 MULTI | 1956 | 30% | 1379.469
PBRGVG3X1500LF | Pro RefreshPL LF GVG3-1500 MS | 2366 | 30% | 1668.6215
PBRGVG3X1500VA | ProRef PL GVG3-1500 MULTI | 2078 | 30% | 1465.5095
PBRGVG3X2000LF | Pro RefreshPL LF GVG3-2000 MS | 2366 | 30% | 1668.6215
PBRGVG3X2000VA | ProRef PL GVG3-2000 MULTI | 2078 | 30% | 1465.5095
PBRGVG3X3000LF | Pro RefreshPL LF GVG3-3000 MS | 2956 | 30% | 2084.719
PBRGVG3X3000VA | ProRef PL GVG3-3000 MULTI | 2600 | 30% | 1833.65
PBRGVG3X6K208L | Pro RefreshPL LF GVG3-6K MS | 4750 | 30% | 3349.9375
PBRGVG3X6K208V | ProRef PL GVG3-6K208 MULTI | 4199 | 30% | 2961.3447
PBRGXT34-1000LF | Pro RefreshPL LF GXT34-1000 SS | 3396 | 30% | 2395.029
PBRGXT34-1000VA | PBRGXT3+4-1000VA 2YR BASIC | 2973 | 30% | 2096.7083
PBRGXT34-1500LF | Pro RefreshPL LF GXT34-1500 SS | 3660 | 30% | 2581.215
PBRGXT34-1500VA | PBRGXT3+4-1500VA 2YR BASIC | 3213 | 30% | 2265.9682
PBRGXT34-2000LF | Pro RefreshPL LF GXT34-2000 SS | 3660 | 30% | 2581.215
PBRGXT34-2000VA | PBRGXT3+4-2000VA 2YR BASIC | 3213 | 30% | 2265.9682
PBRGXT34-3000LF | Pro RefreshPL LF GXT34-3000 SS | 3770 | 30% | 2658.7925
PBRGXT34-3000VA | PBRGXT3+4-3000VA 2YR BASIC | 3311 | 30% | 2335.0828
PBRGXT34-500LF | Pro RefreshPL LF GXT34-500 SS | 3396 | 30% | 2395.029
PBRGXT34-500VA | PBRGXT3+4-500VA Basic | 2973 | 30% | 2096.7083
PBRGXT34-5K208L | Pro RefreshPL LF GXT34-5K SS | 5780 | 30% | 4076.345
PBRGXT34-5K208V | PBRGXT3+4-5K208V Basic | 4970 | 30% | 3505.0925
PBRGXT34-6K208L | Pro RefreshPL LF GXT34-6K SS | 5780 | 30% | 4076.345
PBRGXT34-6K208V | PBRGXT3+4-6K208V 2YR BASIC | 4970 | 30% | 3505.0925
PBRGXT34-6KL630 | PBRGXT3+4-6KL630 2YR BASIC | 5941 | 30% | 4189.8903
PBRGXT34-6KL6LF | Pro RefreshPL LF GXT34-6KL6 SS | 6875 | 30% | 4848.5938
PBRGXT34-700LF | Pro RefreshPL LF GXT34-700 SS | 3481 | 30% | 2454.9752
PBRGXT34-700VA | PBRGXT3+4-700VA Basic | 2973 | 30% | 2096.7083
PBRGXT34-8-10K | Pro RefreshPL GXT34-8-10 SS | 7850 | 30% | 5536.2125
PBRGXT34-8-10LF | Pro RefreshPL LF GXT34-8-10 SS | 8113 | 30% | 5721.6932
PBRGXT34X1000LF | Pro RefreshPL LF GXT34-1000 MS | 1740 | 30% | 1227.135
PBRGXT34X1000VA | ProRef PL GXT3-4 1000 MULTI | 1486 | 30% | 1048.0015
PBRGXT34X1500LF | Pro RefreshPL LF GXT34-1500 MS | 1874 | 30% | 1321.6385
PBRGXT34X1500VA | ProRef PL GXT3-4 1500 MULTI | 1605 | 30% | 1131.9262
PBRGXT34X2000LF | Pro RefreshPL LF GXT34-2000 MS | 1874 | 30% | 1321.6385
PBRGXT34X2000VA | ProRef PL GXT3-4 2000 MULTI | 1605 | 30% | 1131.9262
PBRGXT34X3000LF | Pro RefreshPL LF GXT34-3000 MS | 2896 | 30% | 2042.404
PBRGXT34X3000VA | ProRef PL GXT3-4 3000 MULTI | 2484 | 30% | 1751.841
PBRGXT34X500LF | Pro RefreshPL LF GXT34-500 MS | 1740 | 30% | 1227.135
PBRGXT34X500VA | ProRef PL GXT3-4 500 MULTI | 1486 | 30% | 1048.0015
PBRGXT34X5K208L | Pro RefreshPL LF GXT34-5K MS | 4336 | 30% | 3057.964
PBRGXT34X5K208V | ProRef PL GXT3-4 5K208 MULTI | 3728 | 30% | 2629.172
PBRGXT34X6K208L | Pro RefreshPL LF GXT34-6K MS | 4376 | 30% | 3086.174
PBRGXT34X6K208V | ProRef PL GXT3-4 6K208 MULTI | 3728 | 30% | 2629.172
PBRGXT34X6KL630 | ProRef PL GXT3-4 6KL6 MULTI | 4458 | 30% | 3144.0045
PBRGXT34X6KL6LF | Pro RefreshPL LF GXT34-6KL6 MS | 5155 | 30% | 3635.5637
PBRGXT34X700LF | Pro RefreshPL LF GXT34-700 MS | 1740 | 30% | 1227.135
PBRGXT34X700VA | PBRGXT3+4-700VA MULTI | 1486 | 30% | 1048.0015
PBRGXT34X750LF | ProRef PL GXT3-4-750LF MULTI | 1543 | 30% | 1088.2007
PBRGXT34X750VA | ProRef PL GXT3-4 750 MULTI | 1486 | 30% | 1048.0015
PBRGXT34X8-10K | Pro RefreshPL GXT34-8-10 MS | 5888 | 30% | 4152.512
PBRGXT34X8-10LF | Pro RefreshPL LF GXT34-8-10 MS | 6084 | 30% | 4290.741
PBRPSI3-1000RT | Pro RefreshPL PSI3-1000RT SS | 2621 | 30% | 1848.4602
PBRPSI3-1000XR | Pro RefreshPL PSI3-1000XR SS | 2697 | 30% | 1902.0593
PBRPSI3-1500RT | Pro RefreshPL PSI3-1500RT SS | 2683 | 30% | 1892.1858
PBRPSI3-1500XR | Pro RefreshPL PSI3-1500XR SS | 2724 | 30% | 1921.101
PBRPSI3-2000RT | Pro RefreshPL PSI3-2000RT SS | 2805 | 30% | 1978.2262
PBRPSI3-2000XR | Pro RefreshPL PSI3-2000XR SS | 2873 | 30% | 2026.1833
PBRPSI3-24VBXR | PBRPSI3-24VBXR 2YR BASIC | 2643 | 30% | 1863.9758
PBRPSI3-3000RT | Pro RefreshPL PSI3-3000RT SS | 2838 | 30% | 2001.4995
PBRPSI3-3000XR | Pro RefreshPL PSI3-3000XR SS | 2898 | 30% | 2043.8145
PBRPSI3-48VBXR | PBRPSI3-48VBXR 2YR BASIC | 2643 | 30% | 1863.9758
PBRPSI3-750RT | Pro RefreshPL PSI3-750RT SS | 2621 | 30% | 1848.4602
PBRPSI3X1000RT | Pro RefreshPL PSI3-1000RT MS | 1311 | 30% | 924.5828
PBRPSI3X1000XR | Pro RefreshPL PSI3-1000XR MS | 1348 | 30% | 950.677
PBRPSI3X1500RT | Pro RefreshPL PSI3-1500RT MS | 1309 | 30% | 923.1722
PBRPSI3X1500XR | Pro RefreshPL PSI3-1500XR MS | 1363 | 30% | 961.2557
PBRPSI3X2000RT | Pro RefreshPL PSI3-2000RT MS | 1402 | 30% | 988.7605
PBRPSI3X2000XR | Pro RefreshPL PSI3-2000XR MS | 1439 | 30% | 1014.8547
PBRPSI3X24VBXR | ProRef PL PSI3-24VB MULTI | 1850 | 30% | 1304.7125
PBRPSI3X3000RT | Pro RefreshPL PSI3-3000RT MS | 1490 | 30% | 1050.8225
PBRPSI3X3000XR | Pro RefreshPL PSI3-3000XR MS | 1521 | 30% | 1072.6853
PBRPSI3X48VBXR | ProRef PL PSI3-48VB MULTI | 1850 | 30% | 1304.7125
PBRPSI3X750RT | Pro RefreshPL PSI3-750RT MS | 1311 | 30% | 924.5828
PBRPSI5-1100LF | PBRPSI5-1100VA 2YR BASIC+LF | 2684 | 30% | 1892.891
PBRPSI5-1100VA | PBRPSI5-1100VA 2YR BASIC | 2579 | 30% | 1818.8398
PBRPSI5-1500LF | PBRPSI5-1500VA 2YR BASIC+LF | 2774 | 30% | 1956.3635
PBRPSI5-1500LI | Pro-Refresh Plus PSI5-1500 LI 2yr | 3736 | 30% | 2634.814
PBRPSI5-1500LILF | Pro Refresh Plus PSI5-1500LI SS | 4099 | 30% | 2890.8198
PBRPSI5-1500VA | PBRPSI5-1500VA 2YR BASIC | 2669 | 30% | 1882.3123
PBRPSI5-2200LF | PBRPSI5-2200VA 2YR BASIC+LF | 2853 | 30% | 2012.0783
PBRPSI5-2200LI | Pro-Refresh Plus PSI5-2200 LI 2yr | 4449 | 30% | 3137.6572
PBRPSI5-2200LILF | Pro Refresh Plus PSI5-2200LI SS | 4812 | 30% | 3393.663
PBRPSI5-2200VA | PBRPSI5-2200VA 2YR BASIC | 2747 | 30% | 1937.3218
PBRPSI5-3000LF | PBRPSI5-3000VA 2YR BASIC+LF | 2878 | 30% | 2029.7095
PBRPSI5-3000LI | Pro-Refresh Plus PSI5-3000 LI 2yr | 5247 | 30% | 3700.4468
PBRPSI5-3000LILF | Pro Refresh Plus PSI5-3000LI SS | 5629 | 30% | 3969.8522
PBRPSI5-3000VA | PBRPSI5-3000VA 2YR BASIC | 2773 | 30% | 1955.6582
PBRPSI5-5000LF | PBRPSI5-5000VA 2YR BASIC+LF | 4060 | 30% | 2863.315
PBRPSI5-5000VA | PBRPSI5-5000VA 2YR BASIC | 3916 | 30% | 2761.759
PBRPSI5-800LF | PBRPSI5-800VA 2YR BASIC+LF | 2670 | 30% | 1883.0175
PBRPSI5-800VA | PBRPSI5-800VA 2YR BASIC | 2565 | 30% | 1808.9662
PBRPSI5X1100LF | ProRef PL PSI5X1100LF MULTI | 1342 | 30% | 946.4455
PBRPSI5X1100VA | ProRef PL PSI5X1100 MULTI | 1289 | 30% | 909.0673
PBRPSI5X1500LF | ProRef PL PSI5X1500LF MULTI | 1387 | 30% | 978.1818
PBRPSI5X1500LI | Pro Refresh Plus MULTI PSI5-1500 LI 2 Yr | 2241 | 30% | 1580.4652
PBRPSI5X1500LILF | Pro Refresh Plus PSI5-1500LI MS | 2459 | 30% | 1734.2097
PBRPSI5X1500VA | ProRef PL PSI5X1500 MULTI | 1335 | 30% | 941.5087
PBRPSI5X2200LF | ProRef PL PSI5X2200LF MULTI | 1425 | 30% | 1004.9812
PBRPSI5X2200LI | Pro Refresh Plus MULTI PSI5-2200 LI 2 Yr | 2670 | 30% | 1883.0175
PBRPSI5X2200LILF | Pro Refresh Plus PSI5-2200LI MS | 2888 | 30% | 2036.762
PBRPSI5X2200VA | ProRef PL PSI5X2200 MULTI | 1373 | 30% | 968.3082
PBRPSI5X3000LF | ProRef PL PSI5X3000LF MULTI | 1440 | 30% | 1015.56
PBRPSI5X3000LI | Pro Refresh Plus MULTI PSI5-3000 LI 2 Yr | 3149 | 30% | 2220.8322
PBRPSI5X3000LILF | Pro Refresh Plus PSI5-3000LI MS | 3378 | 30% | 2382.3345
PBRPSI5X3000VA | ProRef PL PSI5X3000 MULTI | 1387 | 30% | 978.1818
PBRPSI5X5000LF | ProRef PL PSI5X5000LF MULTI | 2030 | 30% | 1431.6575
PBRPSI5X5000VA | ProRef PL PSI5X5000 MULTI | 1958 | 30% | 1380.8795
PBRPSI5X800LF | ProRef PL PSI5X800LF MULTI | 1335 | 30% | 941.5087
PBRPSI5X800VA | ProRef PL PSI5X800 MULTI | 1283 | 30% | 904.8357
PD2-001 | GXT3 5/6kVA POD, Plug-n-Play L14-30P, 208/120, (4)5-20 (1) L14-30 (1) L6-30R | 792 | 30% | 558.558
PD2-002 | GXT3 5/6kVA POD, Plug-n-Play L14-30P, 208V/120V, (2) 5-20R, (2) L6-20R | 792 | 30% | 558.558
PD2-003 | GXT3 5/6kVA POD, Plug-n-Play L14-30P, 208V/120V, (4) 5-20R, (2) L6-30 | 792 | 30% | 558.558
PD2-004 | GXT3 5/6kVA POD, Plug-n-Play L14-30P, 208V/120V, (4) L5-20R, (2) L5-30R | 792 | 30% | 558.558
PD2-005 | GXT3 5/6kVA POD, Plug-n-Play L14-30P, 208V/120V, (4) L5-20R, (2) L6-30R | 792 | 30% | 558.558
PD2-006 | GXT3 5/6kVA POD, Plug-n-Play L14-30P, 208V/120V, (4) L6-20R | 792 | 30% | 558.558
PD2-007 | GXT3 5/6kVA POD, Plug-n-Play L14-30P, 208V/120V, (2) L6-20R, (2) L5-20R | 792 | 30% | 558.558
PD2-080 | Power Output Distribution (POD) for Liebert GXT3-5000RT230, GXT3-6000RT230, GXT4-5000RT230, and GXT4-6000RT230 UPS Systems, with (6) IEC320-C13, (1) IEC309-32A output sockets | 792 | 30% | 558.558
PD2-101 | GXT3 8/10kVA POD, Output Distribution, 208/120, (2) L6-30 (8) 5-20R | 600 | 30% | 423.15
PD2-102 | GXT3 8/10kVA POD, Output Distribution, 208V/120V, (4) L6-20R, (4) 5-20R | 600 | 30% | 423.15
PD2-103 | GXT3 8/10kVA POD, Output Distribution, 208V/120V, (4) 5-20R, (4) L6-30R | 744 | 30% | 524.706
PD2-104 | GXT3 8/10kVA POD, Output Distribution, 208V/120V, (4) 5-20R, (2) L6-30R, (2) L6-20R | 744 | 30% | 524.706
PD2-105 | GXT3 8/10kVA POD, Output Distribution, 208V/120V, (4) 5-20R, (2) L5-30R, (2) L5-20R | 600 | 30% | 423.15
PD2-106 | GXT3 8/10kVA POD, Output Distribution, 208V/120V, (4) L6-20R, (4) L5-20R | 744 | 30% | 524.706
PD2-107 | GXT3 8/10kVA POD, Output Distribution, 208V/120V, (4) L5-20R, (4) 5-15/20R T-slot | 600 | 30% | 423.15
PD2-108 | GXT3 8/10kVA POD, Output Distribution, 208V/120V, (2) L6-30R, (2) L6-20R | 696 | 30% | 490.854
PD2-109 | GXT3 8/10kVA POD, Output Distribution, 208V/120V, (2) L14-30R | 744 | 30% | 524.706
PD2-200 | GXT3 8/10kVA POD, Output Distribution, 208V/120V, (4) IEC320-C19, (4) IEC320-C13 | 600 | 30% | 423.15
PD2-201 | GXT3 8/10kVA POD, Output Distribution, 208V/120V, (2) IEC320-C19, (8) IEC320-C13 | 600 | 30% | 423.15
PD2-202 | POD with (12) IEC320-C13 output sockets | 600 | 30% | 423.15
PD2-203 | Power Output Distribution (POD) for Liebert GXT300RT230 and Liebert GXT400RT230 UPS Systems, with (4) IEC320-C13, (2) IEC309-32A output sockets | 792 | 30% | 558.558
PD2-204 | Power Output Distribution (POD) for Liebert GXT3-8000RT208, GXT300RT208, GXT4-8000RT208, and Liebert GXT400RT208 UPS Systems, with (4) IEC320-C13, (2) IEC309-32A output sockets | 744 | 30% | 524.706
PD2-HDWR | GXT3 5/6kVA 208V Distrib. Box, Hardwired, Distribution, Hardwired in/out | 229 | 30% | 161.5023
PD2-HDWR-MBS | GXT3 5/6kVA 208V POD, Hardwired, Hardwired in/out, w/Maint. Bypass | 564 | 30% | 397.761
PD2-L630 | GXT3 6KVA RTL630 STD POD | 780 | 30% | 550.095
PD3-001 | ITA2 3-PH POD with (2) L21-30R | 630 | 30% | 444.3075
PD3-002 | ITA2 3-PH POD with (6) L6-30R | 630 | 30% | 444.3075
PD3-003 | ITA2 3-PH POD with (6) L5-30R | 630 | 30% | 444.3075
PD3-004 | ITA2 3-PH POD with (1) IEC60309 4W+G | 1295 | 30% | 913.2987
PD3-005 | ITA2 3-PH POD with (6) L5-20R | 630 | 30% | 444.3075
PD3-006 | ITA2 3-PH POD with (6) L6-20R | 630 | 30% | 444.3075
PD3-007 | ITA2 3-PH POD with (2) L15-30R | 630 | 30% | 444.3075
PD3-008 | ITA2 3-PH POD with (1) CS8364C | 695 | 30% | 490.1487
PD3-009 | ITA2 3-PH POD with (2) L21-20R | 630 | 30% | 444.3075
PD3-010 | ITA2 3-PH POD with (2) L15-20R | 630 | 30% | 444.3075
PD3-011 | ITA2 3-PH POD with (1) IEC60309 3W+G | 1075 | 30% | 758.1438
PD5-001 | L14-30P input, with (1) L6-30R, (1) L14-30R, (4) 5-15/20R T-slot Output receptacles | 869 | 30% | 612.8623
PD5-002 | L14-30P input, with (2) L6-20R, (2) 5-15/20R T-slot Output receptacles | 869 | 30% | 612.8623
PD5-003 | L14-30P input, with (2) L6-30R, (4) 5-15/20R T-slot Output receptacles | 869 | 30% | 612.8623
PD5-004 | L14-30P input, with (4) L5-20R, (2) L5-30R Output receptacles | 869 | 30% | 612.8623
PD5-005 | L14-30P Input, with (4) L5-20R, (2) L6-30R Output receptacles | 869 | 30% | 612.8623
PD5-006 | L14-30P Input, with (4) L6-20R Output receptacles | 869 | 30% | 612.8623
PD5-10KL630 | HW Input, HW Output or (2) L6-30R Output receptacles | 869 | 30% | 612.8623
PD5-201 | Vertiv GXT5 5kVA HV Maintenance Bypass and Output Power Distribution Accessory | 869 | 30% | 612.8623
PD5-202 | Vertiv GXT5 8/10kVA HV Maintenance Bypass and Output Power Distribution Accessory | 869 | 30% | 612.8623
PD5-L630 | L6-30P Input, with (2) L6-30R, (2) L6-20R Output receptacles | 658 | 30% | 464.0545
PDB2N3001 | Power Distribution Box 16' Delta | 2450 | 30% | 1727.8625
PDB2N3002 | Power Distribution Box 22' Delta | 2600 | 30% | 1833.65
PDB2N3003 | Power Distribution Box 28' Delta | 2750 | 30% | 1939.4375
PDB2N3004 | Power Distribution Box 34' Delta | 3510 | 30% | 2475.4275
PDB2N3005 | Basic, Standard, 30A, 208V DELTA, 3 Phase, Horizontal, Breakered, Hardwired. Black Powder Coat. | 1130 | 30% | 796.9325
PDB2U3001 | Power Distribution Box, Basic, 30/32A, 230/400V, (4) 16 foot power cables with universal power distribution unit (UPDU) connector. | 584 | 30% | 411.866
PDB2U3002 | Power Distribution Box, Basic, 30/32A, 230/400V, (4) 22 foot power cables with universal power distribution unit (UPDU) connector. | 1490 | 30% | 1050.8225
PDB2U3003 | Power Distribution Box, Basic, 30/32A, 230/400V, (4) 28 foot power cables with universal power distribution unit (UPDU) connector. | 3198 | 30% | 2255.3895
PDB2U3004 | Power Distribution Box, Basic, 30/32A, 230/400V, (4) 34 foot power cables with universal power distribution unit (UPDU) connector. | 3752 | 30% | 2646.098
PDB2U3005 | Power Distribution Box, Basic, 30/32A, 230/400V, (4) 40 foot power cables with universal power distribution unit (UPDU) connector. | 1760 | 30% | 1241.24
PEPGXT-144BAT5YR | 5yr emergency service 24x7 on 144V ext batt | 1130 | 30% | 796.9325
PEPGXT-15005YR | 5yr emergency service 24x7 on 1500VA | 584 | 30% | 411.866
PEPGXT-1500LF | Pwr Emergency Pkg GXT-1500LF | 1490 | 30% | 1050.8225
PEPGXT15-20K5YR | PEP No Install or RMV | 3198 | 30% | 2255.3895
PEPGXT15-20KLF | PEP w/LIFE No Install No RMV | 3752 | 30% | 2646.098
PEPGXT-192BAT5YR | 5yr emergency service 24x7 on 192V ext batt | 1760 | 30% | 1241.24
PEPGXT-1K5YR | 5yr emergency service 24x7 up to 1kVA | 474 | 30% | 334.2885
PEPGXT-1KLF | Pwr Emergency Pkg GXT-1KLF | 1490 | 30% | 1050.8225
PEPGXT-20005YR | 5yr emergency service 24x7 on 2kVA | 766 | 30% | 540.2215
PEPGXT-2000LF | Pwr Emergency Pkg GXT-2000LF | 1490 | 30% | 1050.8225
PEPGXT-240BAT5YR | 5yr emergency service 24x7 on 240V ext batt | 1736 | 30% | 1224.314
PEPGXT-288BAT5YR | 5yr emergency service 24x7 on 288V ext batt | 3114 | 30% | 2196.1485
PEPGXT-30005YR | 5yr emergency service 24x7 on 3kVA | 967 | 30% | 681.9768
PEPGXT-3000LF | Pwr Emergency Pkg GXT-3000LF | 1490 | 30% | 1050.8225
PEPGXT-36VBAT5YR | 5yr emergency service 24x7 on 36V ext batt | 621 | 30% | 437.9603
PEPGXT-48VBAT5YR | Power Emergency Package (Ext. Batt. Cab.) - No Installation or Removal- 5yr 24x7 on 48V ext batt | 671 | 30% | 473.2228
PEPGXT-5K6K5YR | Pwr Emergency Pkg GXT-5K6K5YR | 1981 | 30% | 1397.1002
PEPGXT-5K6KLF | Pwr Emergency Pkg GXT-5K6KLF | 2570 | 30% | 1812.4925
PEPGXT-72VBAT5YR | 5yr emergency service 24x7 on 72V ext batt | 857 | 30% | 604.3993
PEPGXT-8-10K5YR | Pwr Emergency Pkg GXT-8-10K5YR | 2682 | 30% | 1891.4805
PEPGXT-8K10KLF | Pwr Emergency Pkg GXT-8K10KLF | 3251 | 30% | 2292.7677
PEPGXTLI-1K3K5YR | 5 YEAR GXT EMERGENCY SERVICE 1-3KVA LITHIUM | 690 | 30% | 486.6225
PEPGXTLI-1K3KLF | 5 YEAR GXT EMERGENCY SERVICE 1-3KVA LITHIUM W LIFE | 1490 | 30% | 1050.8225
PEPGXTLI-48VBAT5YR | 5 YEAR EMERGENCY SVC EXT BATTERY 48V LITHIUM | 604 | 30% | 425.971
PEPITA-8-10K5YR | ITA2 PWR EMER PKG | 2818 | 30% | 1987.3945
PEPITA-8K10KLF | ITA2 PWR EMER PKG w LIFE | 3122 | 30% | 2201.7905
PEPPSI-11005Y | Pwr Emergency Pkg PSI-11005Y | 202 | 30% | 142.4605
PEPPSI-1100LF | Pwr Emergency Pkg PSI-1100LF | 1490 | 30% | 1050.8225
PEPPSI-15005Y | Pwr Emergency Pkg PSI-15005Y | 248 | 30% | 174.902
PEPPSI-1500LF | Pwr Emergency Pkg PSI-1500LF | 1490 | 30% | 1050.8225
PEPPSI-1500LI5Y | Pwr Emergency Pkg PSI-15005Y | 222 | 30% | 156.5655
PEPPSI-1500LILF | Pwr Emergency Pkg PSI-1500LF | 1490 | 30% | 1050.8225
PEPPSI-22005Y | Pwr Emergency Pkg PSI-22005Y | 528 | 30% | 372.372
PEPPSI-2200LF | Pwr Emergency Pkg PSI-2200LF | 1490 | 30% | 1050.8225
PEPPSI-2200LI5Y | Pwr Emergency Pkg PSI-22005Y | 475 | 30% | 334.9938
PEPPSI-2200LILF | Pwr Emergency Pkg PSI-2200LF | 1490 | 30% | 1050.8225
PEPPSI-24VBATT | Pwr Emergency Pkg PSI-24VBATT | 336 | 30% | 236.964
PEPPSI-30005Y | Pwr Emergency Pkg PSI-30005Y | 632 | 30% | 445.718
PEPPSI-3000LF | Pwr Emergency Pkg PSI-3000LF | 1490 | 30% | 1050.8225
PEPPSI-3000LI5Y | Pwr Emergency Pkg PSI-30005Y | 569 | 30% | 401.2872
PEPPSI-3000LILF | Pwr Emergency Pkg PSI-3000LF | 1490 | 30% | 1050.8225
PEPPSI-48VBATT | Pwr Emergency Pkg PSI-48VBATT | 381 | 30% | 268.7002
PEPPSI-5000LF | Pwr Emergency Pkg PSI-5000LF | 1780 | 30% | 1255.345
PEPPSI-5K5Y | Pwr Emergency Pkg PSI-5K5Y | 1020 | 30% | 719.355
PEPPSI-72VBATT | Pwr Emergency Pkg PSI-72VBATT | 436 | 30% | 307.489
PEPPSI-8005Y | Pwr Emergency Pkg PSI-8005Y | 247 | 30% | 174.1967
PEPPSI-800LF | Pwr Emergency Pkg PSI-800LF | 1490 | 30% | 1050.8225
PFS-100 NPS | 0-5V power failure sensor to monitor the presence of utility power. Includes a 100ft / 30.4m cable. No power supply. | 79.2 | 30% | 55.8558
PFS-100 UN | 0-5V power failure sensor to monitor the presence of utility power. Includes a 100ft / 30.4m cable and Universal Power Supply. | 97.9 | 30% | 69.044
PFS-100 US | 0-5V power failure sensor to monitor the presence of utility power. Includes a 100ft / 30.4m cable and US NEMA power supply. | 91.3 | 30% | 64.3893
PM | Panel Mount rPDU Brackets (PAIR) | 10 | 30% | 7.0525
PS1000RT3-230 | Liebert PSI 1000VA/900W/230V | 1100 | 30% | 775.775
PS1000RT3-230XR | Liebert PSI 1000VA/900W/230V | 1536 | 30% | 1083.264
PS1500RT3-230 | Liebert PSI 1500VA/1350W/230V | 1398 | 30% | 985.9395
PS1500RT3-230XR | Liebert PSI 1500VA/1350W/230V | 1747 | 30% | 1232.0717
PS2200RT3-230 | Liebert PSI 2200VA/1980W/230V | 2094 | 30% | 1476.7935
PS2200RT3-230XR | Liebert PSI 2200VA/1980W/230V | 2333 | 30% | 1645.3483
PS3000RT3-230 | Liebert PSI 3000VA/2700W/230V | 2446 | 30% | 1725.0415
PS3000RT3-230XR | Liebert PSI 3000VA/2700W/230V | 2935 | 30% | 2069.9088
PS3-48VXRBATKIT | Replacement Battery Kit for PS3000RT3XR | 586 | 30% | 413.2765
PS37224VXRBKIT | Replacement Battery Kit for PS1000RT3XR | 309 | 30% | 217.9222
PS3-72-36VBKIT | Replacement Battery Kit for PS1000RT3 | 208 | 30% | 146.692
PS37248VXRBKIT | Replacement Battery Kit for PS2200RT3XR | 586 | 30% | 413.2765
PS3-72-72VBKIT | Replacement Battery Kit for PS2200RT3 | 456 | 30% | 321.594
PS39024VEBCBKIT | Replacement Battery Kit for PSRT3-24VBXR | 586 | 30% | 413.2765
PS39024VXRBKIT | Replacement Battery Kit for PS1500RT3XR | 586 | 30% | 413.2765
PS3-90-36VBKIT | Replacement Battery Kit for PS1500RT3 | 291 | 30% | 205.2278
PS39048VEBCBKIT | Replacement Battery Kit for PSRT3-48VBXR | 586 | 30% | 413.2765
PS3-90-72VBKIT | Replacement Battery Kit for PS3000RT3 | 502 | 30% | 354.0355
PSA1000MT3-230U | Liebert PSA 1000 VA/ 600W/230V | 308 | 30% | 217.217
PSA1500MT3-230U | Liebert PSA 1500 VA/ 900W/230V | 425 | 30% | 299.7313
PSA500MT3-230U | Liebert PSA 500 VA/ 300W/230V | 171 | 30% | 120.5977
PSA5-1000MT120 | PSA5 1000VA 600W LCD Tower UPS | 223.06 | 30% | 157.3131
PSA5-1500MT120 | PSA5 1500VA 900W LCD Tower UPS | 261.52 | 30% | 184.437
PSA5-500MT120 | PSA5 500VA 300W LCD Tower UPS | 176.91 | 30% | 124.7658
PSA5-700MT120 | PSA5 700VA 420W LCD Tower UPS | 199.98 | 30% | 141.0359
PSA650MT3-230U | Liebert PSA 650 VA/ 390W/230V | 246 | 30% | 173.4915
PSA800MT3-120U | LIEBERT PSA 800VA/480W 120V MINI UPS | 195 | 30% | 137.5238
PSC0004 | Receiver and high density transmitter mount power supply | 193 | 30% | 136.1132
PSC0005 | Power Supply HMX 5000/6000 TX/RX | 171 | 30% | 120.5977
PSC0006 | Power Supply for LongView 3000/4000 unit | 96 | 30% | 67.704
PSI5-10001UBATKIT | PSI5-10001U Replacement Battery Kit | 317 | 30% | 223.5642
PSI5-1000RM1201U | Vertiv Liebert PSI5 1000 900W, 120VAC, 1U Rack Mount | 1112 | 30% | 784.238
PSI5-1100BATKIT | PSI5-1100 REPLACEMENT BATT KIT | 226 | 30% | 159.3865
PSI5-1100MT120 | Vertiv Liebert PSI5 1100 990W, 120VAC, Mini Tower | 716 | 30% | 504.959
PSI5-1100MTBATKIT | PSI5-1000MT Replacement Battery Kit | 241 | 30% | 169.9652
PSI5-1100RT120 | Vertiv Liebert PSI5 1100 990W, 120VAC, Rack-tower | 1033 | 30% | 728.5232
PSI5-1100RT120N | Liebert PSI5 1100, 990W, 120VAC, RT, SNMP | 1358 | 30% | 957.7295
PSI5-15001UBATKIT | PSI5-15001U Replacement Battery Kit | 453 | 30% | 319.4783
PSI5-1500BATKIT | PSI5-1500 REPLACEMENT BATT KIT | 348 | 30% | 245.427
PSI5-1500BATKITTAA | PSI5-1500 Replacement Battery Kit - TAA | 397 | 30% | 279.9842
PSI5-1500LIBATKIT | PSI5-1500LI Replacement Battery Kit | 1216 | 30% | 857.584
PSI5-1500MT120 | Vertiv Liebert PSI5 1500 1350W, 120VAC, Mini Tower | 839 | 30% | 591.7047
PSI5-1500MT120LI | Vertiv Liebert PSI5 Lithium-Ion UPS 1500VA/1350W 120V AVR Mini Tower | 1604 | 30% | 1131.221
PSI5-1500MTBATKIT | PSI5-1500MT Replacement Battery Kit | 360 | 30% | 253.89
PSI5-1500RM1201U | Vertiv Liebert PSI5 1500 1350W, 120VAC, 1U Rack Mount | 1329 | 30% | 937.2772
PSI5-1500RT120 | Vertiv Liebert PSI5 1500 1350W, 120VAC, Rack-tower | 1176 | 30% | 829.374
PSI5-1500RT120LI | Liebert PSI5 Lithium-Ion 1500VA PSI5 Lithium-Ion UPS, 1500VA, 1350W | 2225 | 30% | 1569.1813
PSI5-1500RT120LIN | Liebert PSI5 LIO 1500VA with SNMP Card 1500VA PSI5 LIO UPS with SNMP card | 2550 | 30% | 1798.3875
PSI5-1500RT120N | Liebert PSI5 1500, 1350W, 120VAC, RT, SNMP | 1501 | 30% | 1058.5803
PSI5-1500RT120TAA | Vertiv Liebert PSI5 1500 1350W, 120VAC, Rack-tower - TAA | 1346 | 30% | 949.2665
PSI5-1500RT120TAAN | Vertiv Liebert PSI5 1500 1350W, 120VAC, RT, SNMP - TAA | 1671 | 30% | 1178.4727
PSI5-2200BATKIT | PSI5-2200 REPLACEMENT BATT KIT | 454 | 30% | 320.1835
PSI5-2200BATKITTAA | PSI5-2200 Replacement Battery Kit - TAA | 536 | 30% | 378.014
PSI5-2200LIBATKIT | PSI5-2200LI Replacement Battery Kit | 2387 | 30% | 1683.4317
PSI5-2200RT120 | Vertiv Liebert PSI5 2200 1920W, 120VAC, Rack-tower | 1973 | 30% | 1391.4582
PSI5-2200RT120LI | Vertiv Liebert PSI5 Lithium-Ion UPS 1920VA/1920W 120V AVR Rack/Tower | 3247 | 30% | 2289.9467
PSI5-2200RT120LIN | Vertiv Liebert PSI5 Lithium-Ion UPS 1920VA/1920W AVR Rack with SNMP Card | 3572 | 30% | 2519.153
PSI5-2200RT120N | Liebert PSI5 2200, 1920W, 120VAC, RT, SNMP | 2298 | 30% | 1620.6645
PSI5-2200RT120TAA | Vertiv Liebert PSI5 2200 1920W, 120VAC, Rack-tower - TAA | 2088 | 30% | 1472.562
PSI5-2200RT120TAAN | Vertiv Liebert PSI5 2200 1920W, 120VAC, RT, SNMP - TAA | 2413 | 30% | 1701.7683
PSI5-24VBATT | Vertiv Liebert PSI5 24V External Battery Cabinet | 724 | 30% | 510.601
PSI5-24VCBL1 | LIEBERT 24VDC EBC CABLE, 0.5M | 64 | 30% | 45.136
PSI5-24VCBL6 | LIEBERT 24VDC EBC CABLE, 2M | 94 | 30% | 66.2935
PSI5-3000BATKIT | PSI5-3000 REPLACEMENT BATT KIT | 529 | 30% | 373.0772
PSI5-3000BATKITTAA | PSI5-3000 Replacement Battery Kit - TAA | 722 | 30% | 509.1905
PSI5-3000LIBATKIT | PSI5-3000LI Replacement Battery Kit | 2686 | 30% | 1894.3015
PSI5-3000RT120 | Vertiv Liebert PSI5 3000 2700W, 120VAC, Rack-tower | 2295 | 30% | 1618.5488
PSI5-3000RT120LI | Liebert PSI5 Lithium-Ion 3000VA PSI5 Lithium-Ion UPS, 3000VA, 2700W | 4092 | 30% | 2885.883
PSI5-3000RT120LIN | Liebert PSI5 LIO 3000VA with SNMP Card 3000VA PSI5 LIO UPS with SNMP card | 4417 | 30% | 3115.0892
PSI5-3000RT120N | Liebert PSI5 3000, 2700W, 120VAC, RT, SNMP | 2620 | 30% | 1847.755
PSI5-3000RT120TAA | Vertiv Liebert PSI5 3000 2700W, 120VAC, Rack-tower - TAA | 2629 | 30% | 1854.1023
PSI5-3000RT120TAAN | Vertiv Liebert PSI5 3000 2700W, 120VAC, RT, SNMP - TAA | 2954 | 30% | 2083.3085
PSI5-3000SRT120LI | Liebert PSI5 Lithium-Ion 3000VA Short Depth 3U Rack/Tower UPS 120V | 4092 | 30% | 2885.883
PSI5-3000SRT120LIN | Liebert PSI5 Lithium-Ion 3000VA Short Depth 3U Rack/Tower UPS 120V with SNMP Card | 4417 | 30% | 3115.0892
PSI5-48VBATT | Vertiv Liebert PSI5 48V External Battery Cabinet | 882 | 30% | 622.0305
PSI5-48VBATTTAA | Vertiv Liebert PSI5 48V External Battery Cabinet - TAA | 1150 | 30% | 811.0375
PSI5-48VCBL1 | LIEBERT 48VDC EBC CABLE, 0.5M | 64 | 30% | 45.136
PSI5-48VCBL6 | LIEBERT 48VDC EBC CABLE, 2M | 92 | 30% | 64.883
PSI5-5000BATKIT | PSI5-5000 REPLACEMENT BATT KIT | 581 | 30% | 409.7502
PSI5-5000RT208 | Vertiv Liebert PSI5 5000 4500W, 208VAC, Rack-tower | 3603 | 30% | 2541.0158
PSI5-72VBATT | Vertiv Liebert PSI5 72V External Battery Cabinet | 1181 | 30% | 832.9003
PSI5-72VBATTTAA | Vertiv Liebert PSI5 72V External Battery Cabinet - TAA | 1388 | 30% | 978.887
PSI5-72VCBL1 | LIEBERT 72VDC EBC CABLE, 0.5M | 64 | 30% | 45.136
PSI5-72VCBL6 | LIEBERT 72VDC EBC CABLE, 2M | 94 | 30% | 66.2935
PSI5-750MT120 | Vertiv Liebert PSI5 750 675W, 120VAC, Mini Tower | 565 | 30% | 398.4663
PSI5-750MTBATKIT | PSI5-750MT Replacement Battery Kit | 199 | 30% | 140.3448
PSI5-800BATKIT | PSI5-800 REPLACEMENT BATT KIT | 217 | 30% | 153.0392
PSI5-800RT120 | Vertiv Liebert PSI5 800 720W, 120VAC, Rack-tower | 857 | 30% | 604.3993
PSI5-800RT120N | Liebert PSI5 800, 720W, 120VAC, RT, SNMP | 1182 | 30% | 833.6055
PSISITEVISIT1-3K | One time site visit by a Vertiv factory trained technician to perform miscellaneous services that may be used to cover costs associated with extended travel times, start up, or removal services for a single phase UPS or battery product. | 644 | 30% | 454.181
PSP500MT3-230U | POWERSURE PSP 500VA/300W | 170 | 30% | 119.8925
PSP650MT3-230U | POWERSURE PSP 650VA/390W | 200 | 30% | 141.05
PSRT3-24VBXR | PS1000RT3-120XR & PS1500RT3-120XR 1 Cabinet | 770 | 30% | 543.0425
PSRT3-48VBXR | PS2200RT3-120XR & PS3000RT3-120XR 1 Cabinet | 770 | 30% | 543.0425
PST5-350MT120 | PST5 350VA 200W Battery Backup | 84.6 | 30% | 59.6641
PST5-500MT120 | PST5 500VA 300W Battery Backup | 96.91 | 30% | 68.3458
PST5-660MT120 | PST5 660VA 400W Battery Backup | 112.29 | 30% | 79.1925
PST5-850MT120 | PST5 850VA 500W Battery Backup | 138.45 | 30% | 97.6419
RAILKITPS3G-AEC | All PSI 1kVA through 3 kVA Models Fixed Rails for 4-Pole racks with 18" - 32" | 66 | 30% | 46.5465
RDPS | Magnetic normally-closed dry-contact sensor used to monitor remote door position. Includes 30ft / 9.1m cable. | 37.4 | 30% | 26.3763
RDPS-100 | Magnetic normally-closed dry-contact sensor used to monitor remote door position. Includes 100ft / 30.4m cable. | 53.9 | 30% | 38.013
RDPS-50 | Magnetic normally-closed dry-contact sensor used to monitor remote door position. Includes 50ft / 15.2m cable. | 42.9 | 30% | 30.2552
RDU101 | SNMP/Webcard for communications with environmental sensor support | 450 | 30% | 317.3625
RJ45-CATX-SFP | 1000BASE-T Copper SFP Transceiver | 312 | 30% | 220.038
RMK-102 | RACKMOUNT KIT for SC8XX/SC9XX | 76 | 30% | 53.599
RMK-103 | Optional 1U rack mounting kit for the RDU301 gateway | 119 | 30% | 83.9248
RMK-104 | RACKMOUNT KIT FOR HMX 8000 | 285 | 30% | 200.9963
RMK-108 | Rack Mount for LV5500 Series | 222 | 30% | 156.5655
RMK-109 | Rack Kit HMX 6200T DP/HDMI | 200 | 30% | 141.05
RMK-46 | Rack Mount Kit for ACS6000 (all models) | 57 | 30% | 40.1992
RMK-50 | RACK-MOUNT KIT FOR UM APPLICANCE | 619 | 30% | 436.5497
RMK-65 | Rack mounting bracket for AV2108/AV2216/AV3008/AV3016/AV3108/AV3216 and MPU108e | 93 | 30% | 65.5883
RMK-71 | Rack mount kit for 4SVPUA20 | 126 | 30% | 88.8615
RMK-72 | Replacement Rack Mount for MXS5132/MXS5120 Switch | 556 | 30% | 392.119
RMK-74 | Matrix 1U Rack Mount for 3 Transmitters or 2 Receivers | 556 | 30% | 392.119
RMK-82 | Rackmount kit for 1 HMX 5000/6000, 1 LV5020P | 191 | 30% | 134.7028
RMK-83 | VESA mount kit for 1 HMX 5000/6000, 1 LV5020 | 226 | 30% | 159.3865
RMK-84 | LV3000/4000 19in 2U chassis kit | 524 | 30% | 369.551
RMK-86 | LongView mount plate. Mounts one LV3010 or LV4010 on RMK-84 | 36 | 30% | 25.389
RMK-87 | LongView mount plate. Mounts one LV3020 or LV4020 on RMK-84 | 59 | 30% | 41.6097
RMK-88 | 0U Rack Mount Kit for ACS8000/ACS9000 | 108 | 30% | 76.167
RMK-89 | 1U Rack Mount Kit for ACS8000/ACS9000 | 57 | 30% | 40.1992
RMK-90 | LRA185 SHORT RACK ADAPTER KIT | 150 | 30% | 105.7875
RMK-91 | Rack Mount Kit, 1U tray for ACS800 | 135 | 30% | 95.2088
RMK-92 | Rack Mount Kit, DIN-Rail mount for ACS800 | 162 | 30% | 114.2505
RMK-93 | Rack Mount Kit, wall mount for ACS800 | 37 | 30% | 26.0942
RMK-94 | AV1xx 1U/0U/desk mount kit | 72 | 30% | 50.778
RMK-95 | LCD Rail Kit for LRA185 | 332 | 30% | 234.143
RMK-96 | LRA KVM Switch Brackets | 83 | 30% | 58.5358
RMK-97 | Rackmount kit for 2 HMX 5000/6000, 2 LV5020 | 281 | 30% | 198.1753
RMK-98 | Optional DIN rail mounting kit for the RDU301 gateway | 131 | 30% | 92.3877
RMKIT12-18 | Liebert Short Depth 12-18" Rail Kit | 221 | 30% | 155.8603
RMKIT18-32 | All GXT 2U (700 thru 10kVA) and PSI 2U (1000 thru 3000VA) Models For Racks with 18” - 32” Deep Support Rails | 129 | 30% | 90.9772
RMKIT18-32TAA | DELL STOCK / STORAGE ONLY. 18” - 32” Deep Racks Support Rails TAA COMPLIANT | 322 | 30% | 227.0905
RMPSU2-16-400 | 16 Port Power Supply Unit for HMX - 1U | 3641 | 30% | 2567.8153
RMPSU2-8-400 | 8 Port Power Supply Unit for HMX - 1U | 2997 | 30% | 2113.6343
RMPSU2-PS | Replaceable Power Supply | 818 | 30% | 576.8945
RS500 | Flush-mount shelf for 19" wide telecom/relay racks | 221 | 30% | 155.8603
RS600 | Center-mount shelf for 19" wide telecom/relay racks | 458 | 30% | 323.0045
RS700 | Flush-mount shelf for 23" wide telecom/relay racks | 330 | 30% | 232.7325
RS800 | Center-mount shelf for 23" wide telecom/relay racks | 233 | 30% | 164.3233
RTAFHD3-100 | Temperature, airflow, humidity, and dew Point sensor. Includes 100ft / 30.4m cable. | 245.3 | 30% | 172.9978
RTAFHD3-12 | Temperature, airflow, humidity, and dew Point sensor. Includes 12ft / 3.6m cable. | 189.2 | 30% | 133.4333
RTAFHD3-20 | Temperature, airflow, humidity, and dew Point sensor. Includes 20ft / 6.1m cable. | 198 | 30% | 139.6395
RTAFHD3-50 | Temperature, airflow, humidity, and dew Point sensor. Includes 50ft / 15.2m cable. | 204.6 | 30% | 144.2942
SA1-01001NB | SwitchAir, Passive 1U airflow management device for switches with air intake on both sides. Includes channels for mounting switch. | 211 | 30% | 148.8077
SA1-01001SS | SwitchAir, Passive 1U airflow management device for switches with air intake on one side. Includes channels for mounting switch. | 205 | 30% | 144.5763
SA1-01002 | SwitchAir, Passive 1U airflow management device for switches with rear air intake (non-port side). Adjusts from 7.63in to 11.63in / 193.8mm to 295.4mm. | 211 | 30% | 148.8077
SA1-01002L | SwitchAir, Passive 1U airflow management device for switches with rear air intake (non-port side). Adjusts from 10in to 14.63in / 254.0mm to 371.6mm. | 244 | 30% | 172.081
SA1-01002S | SwitchAir, Passive 1U airflow management device for switches with rear air intake (non-port side). Adjusts from 5.75in to 8.5in / 146.0mm to 215.9mm. | 194 | 30% | 136.8185
SA1-01002XLNB | SwitchAir, Passive 1U airflow management device for switches with rear air intake (non-port side). Adjusts from 12.75in to 21in / 323.8mm to 533.4mm. Includes channels for mounting switch. | 421 | 30% | 296.9103
SA1-02003 | SwitchAir, Passive 2U airflow management device for switches with rear air intake (non-port side). Adjusts from 7.63in to 11.63in / 193.8mm to 295.4mm. | 287 | 30% | 202.4067
SA1-02003XS | SwitchAir, Passive 2U airflow management device for switches with rear air intake (non-port side). Adjusts from 4.15in to 5.75in / 105.4mm to 146.0mm. | 294 | 30% | 207.3435
SA1-02005 | SwitchAir, Passive 2U airflow management device for rear rack mounted 2U switches with side air intake. | 380 | 30% | 267.995
SA1-03001 | SwitchAir, Passive 3U airflow management device for 3 rear rack mounted 1U switches with side air intake. | 368 | 30% | 259.532
SA1-09001 | SwitchAir, Passive 9U airflow management device for re-directing exhaust from the side of core switches. | 167 | 30% | 117.7767
SA1-NB KIT | SwitchAir Replacement Channels and Brackets for SA1 Models (SA1-01001NB & SA1-01002XLNB) | 91 | 30% | 64.1778
SA1-XXXX NB KIT | SwitchAir Add-on kit for providing channels for switch mounting on non-NB SwitchAir units. | 189 | 30% | 133.2922
SA2-002 | SwitchAir, Active 2U airflow management device for 1U or 2U switches with air intake on both sides, or rear air intake (non-port side). | 601 | 30% | 423.8553
SA2-003 | SwitchAir, Active 2U airflow management device for 1U or 2U switches with air intake on one side. | 515 | 30% | 363.2038
SA2-004 | SwitchAir, Active 2U airflow management device for 1U switches with air intake on front (port) side. | 655 | 30% | 461.9387
SA2-006 | SwitchAir, Active 2U airflow management device for single side air intake core switches. | 949 | 30% | 669.2822
SC820-001 | 2-port secure desktop KVM, DVI-I (dual-link), USB 2.0 peripheral ports, audio TAA Compliant | 815 | 30% | 574.7788
SC820D-001 | 2-port secure desktop KVM, Display Port, USB 2.0 peripheral ports, audio TAA Compliant | 896 | 30% | 631.904
SC820DP-001 | 2Port Single-Head Secure KVM, DP in/DP out | 938 | 30% | 661.5245
SC820DPH-400 | CYBEX™ SC Universal DP/H Secure KVM Switch 2-Port Single Display, PP4.0 | 1169 | 30% | 824.4372
SC820H-001 | 2-port secure desktop KVM, HDMI, USB 2.0 peripheral ports, audio TAA Compliant | 857 | 30% | 604.3993
SC840-001 | 4-Port DVI-I Secure KVM TAA Compliant | 1399 | 30% | 986.6448
SC840D-001 | 4-Port DisplayPort Secure KVM TAA Compliant | 1465 | 30% | 1033.1913
SC840DP-001 | 4Port Single-Head Secure KVM, DP in/DP out | 1574 | 30% | 1110.0635
SC840DPH-400 | CYBEX™ SC Universal DP/H Secure KVM Switch 4-Port Single Display, PP4.0 | 1842 | 30% | 1299.0705
SC840DPHC-400 | CYBEX™ SC Universal DP/H + USB-C Secure KVM Switch 4-Port Single Display, PP4.0 | 1842 | 30% | 1299.0705
SC840DVI-400 | CYBEX™ SC DVI Secure KVM Switch 4-Port Single Display, PP4.0 | 1401 | 30% | 988.0553
SC840H-001 | 4-Port HDMI Secure KVM TAA Compliant | 1220 | 30% | 860.405
SC845-001 | 4-Port DVI-I Secure KVM DPP TAA Compliant | 1451 | 30% | 1023.3178
SC845D-001 | 4-Port DisplayPort Secure KVM DPP TAA Compliant | 1590 | 30% | 1121.3475
SC845DP-001 | 4Port Single-Head Secure KVM, DP in/DP out, DPP (Dedicated Peripheral Port) | 1663 | 30% | 1172.8308
SC845DPH-400 | CYBEX™ SC Universal DP/H Secure KVM Switch 4-Port Single Display with CAC, PP4.0 | 1996 | 30% | 1407.679
SC845DPHC-400 | CYBEX™ SC Universal DP/H + USB-C Secure KVM Switch 4-Port Single Display, with CAC,PP4.0 | 1996 | 30% | 1407.679
SC845H-001 | 4-Port HDMI Secure KVM DPP TAA Compliant | 1520 | 30% | 1071.98
SC885-001 | 8-Port DVI-I Secure KVM DPP TAA Compliant | 2320 | 30% | 1636.18
SC885DP-001 | 8Port Single-Head Secure KVM, DP in/DP out, DPP (Dedicated Peripheral Port) | 2864 | 30% | 2019.836
SC920-001 | 2-port secure desktop KVM, dual head DVI-I (dual-link), USB 2.0 peripheral ports, audio TAA Compliant | 1148 | 30% | 809.627
SC920D-001 | 2-port secure desktop KVM, dual head Display Port, USB 2.0 peripheral ports, audio TAA Compliant | 1231 | 30% | 868.1627
SC920DP-001 | 2Port Dual-Head Secure KVM, DP in/DP out | 1283 | 30% | 904.8357
SC920DPH-400 | CYBEX™ SC Universal DP/H Secure KVM Switch 2-Port Dual Display, PP4.0 | 1418 | 30% | 1000.0445
SC920H-001 | 2-port secure desktop KVM, dual head HDMI, USB 2.0 peripheral ports, audio TAA Compliant | 1193 | 30% | 841.3632
SC920XD-001 | 2-Port DVI-I, DP DH Secure KVM TAA Compliant | 1516 | 30% | 1069.159
SC920XP-001 | 2Port Dual-Head Secure KVM, both DP in and DVI-I in/DP out and DVI-I out | 1536 | 30% | 1083.264
SC940-001 | 4-Port DVI-I DH Secure KVM TAA Compliant | 1925 | 30% | 1357.6063
SC940D-001 | 4-Port DisplayPort DH Secure KVM TAA Compliant | 2108 | 30% | 1486.667
SC940DP-001 | 4Port Dual-Head Secure KVM, DP in/DP out | 2245 | 30% | 1583.2863
SC940DPH-400 | CYBEX™ SC Universal DP/H Secure KVM Switch 4-Port Dual Display, PP4.0 | 2502 | 30% | 1764.5355
SC940DPHC-400 | CYBEX™ SC Universal DP/H + USB-C Secure KVM Switch 4-Port Dual Display, PP4.0 | 2502 | 30% | 1764.5355
SC940DVI-400 | CYBEX™ SC DVI Secure KVM Switch 4-Port Dual Display, PP4.0 | 1668 | 30% | 1176.357
SC940H-001 | 4-Port HDMI DH Secure KVM TAA Compliant | 1636 | 30% | 1153.789
SC945-001 | 4-Port DVI-I DH Secure KVM DPP TAA Compliant | 2030 | 30% | 1431.6575
SC945D-001 | 4-Port DisplayPort DH Secure KVM DPP TAA Compliant | 2299 | 30% | 1621.3698
SC945DP-001 | 4Port Dual-Head Secure KVM, DP in/DP out, DPP (Dedicated Peripheral Port) | 2376 | 30% | 1675.674
SC945DPH-400 | CYBEX™ SC Universal DP/H Secure KVM Switch 4-Port Dual Display with CAC, PP4.0 | 2668 | 30% | 1881.607
SC945DPHC-400 | CYBEX™ SC Universal DP/H + USB-C Secure KVM Switch 4-Port Dual Display with CAC, PP4.0 | 2617 | 30% | 1845.6392
SC945H-001 | 4-Port HDMI DH Secure KVM DPP TAA Compliant | 1784 | 30% | 1258.166
SC945XD-001 | 4-Port DVI-I, DP DH Secure KVM DPP TAA Compliant | 2036 | 30% | 1435.889
SC945XP-001 | 4Port Dual-Head Secure KVM, both DP and DVI-I in/DP and DVI-I out, DPP | 2313 | 30% | 1631.2432
SC985-001 | 8-Port DVI-I DH Secure KVM DPP TAA Compliant | 3151 | 30% | 2222.2427
SC985DP-001 | 8Port Dual-Head Secure KVM, DP in/DP out, DPP (Dedicated Peripheral Port) | 3680 | 30% | 2595.32
SC985DPH-400 | CYBEX™ SC Universal DP/H Secure KVM Switch 8-Port Dual Display with CAC, PP4.0 | 4140 | 30% | 2919.735
SCKM120-001 | 2-port desktop KM, Front-panel USB 2.0, audio TAA Compliant | 704 | 30% | 496.496
SCKM140-001 | 4-port Secure KM TAA Compliant | 1231 | 30% | 868.1627
SCKM140PP4-400 | 4P SC KM DP/H UNIV | 1133 | 30% | 799.0482
SCKM145-001 | 4-port Secure KM DPP TAA Compliant | 1318 | 30% | 929.5195
SCKM145PP4-400 | 4P SC KM DP/H UNIV W/CAC | 849 | 30% | 598.7572
SCM145-001 | 4-port secure desktop Matrix, DVI-I (dual-link), USB 2.0 peripheral ports, audio TAA Compliant | 1926 | 30% | 1358.3115
SCM145DP-001 | 4Port Single-Head Secure KVM, 4x2, 4 DP Ports in/2 DP Ports out, DPP | 2291 | 30% | 1615.7278
SCM145DPH-400 | CYBEX™ SC Universal DP/H Secure Desktop Matrix 2x4 KVM with CAC, PP4.0 | 2308 | 30% | 1627.717
SCM145H-001 | 4-port secure desktop Matrix, HDMI, USB 2.0 peripheral ports, audio TAA Compliant | 1926 | 30% | 1358.3115
SCM185-001 | 8Port Single-Head Secure KVM, 8x2, 8 DVI-I Ports in/2 DVI-I Ports out, DPP | 3019 | 30% | 2129.1498
SCM185DP-001 | 8Port Single-Head Secure KVM, 8x2, 8 DP Ports in/2 DP Ports out, DPP | 3124 | 30% | 2203.201
SCM185DPH-400 | CYBEX™ SC Universal DP/H Secure Desktop Matrix 2x8 KVM with CAC, PP4.0 | 3419 | 30% | 2411.2497
SCMDR0001-400 | SC MDR Smart-Card Reader, 4P | 787 | 30% | 555.0317
SCMV2160DPH-400 | CYBEX™ SC Universal DP/H Secure 16-Port MultiViewer KVM, PP4.0 | 19646 | 30% | 13855.3415
SCMV245DPH-400 | CYBEX™ SC Universal DP/H Secure 4-Port MultiViewer KVM with CAC, PP4.0 | 5696 | 30% | 4017.104
SCMV285DPH-400 | CYBEX™ SC Universal DP/H Secure 8-Port MultiViewer KVM, PP4.0 | 11764 | 30% | 8296.561
SCNT-1YGLD-A-100PK | 1YR GOLD 24X7 FOR DSV DEV100 SLIC | 1539 | 30% | 1085.3798
SCNT-1YGLD-A-10KPK | 1 Year Gold (Priority 24x7 Technical Support, Software Upgrade Protection) Maintenance Plan for DSView device license – 10,000-pack | 30676 | 30% | 21634.249
SCNT-1YGLD-A-10PK | 1 Year Gold (Priority 24x7 Technical Support, Software Upgrade Protection) Maintenance Plan for DSView device license – 10-pack | 193 | 30% | 136.1132
SCNT-1YGLD-A-1KPK | 1 Year Gold (Priority 24x7 Technical Support, Software Upgrade Protection) Maintenance Plan for DSView device license – 1,000-pack | 5373 | 30% | 3789.3083
SCNT-1YGLD-A-1PK | 1 Year Gold (Priority 24x7 Technical Support, Software Upgrade Protection) Maintenance Plan for DSView device license – 1-pack | 31 | 30% | 21.8628
SCNT-1YGLD-A-500PK | 1 Year Gold (Priority 24x7 Technical Support, Software Upgrade Protection) Maintenance Plan for DSView device license – 500-pack | 3841 | 30% | 2708.8652
SCNT-1YGLD-A-50PK | 1 Year Gold (Priority 24x7 Technical Support, Software Upgrade Protection) Maintenance Plan for DSView device license – 50-pack | 858 | 30% | 605.1045
SCNT-1YGLD-A-SPOKE | 1 Year Gold (Priority 24x7 Technical Support, Software Upgrade Protection) Maintenance Plan for DSView spoke add-on license | 962 | 30% | 678.4505
SCNT-1YGLD-A-WSK | 1 Year Gold (Priority 24x7 Technical Support, Software Upgrade Protection) Maintenance Plan for DSView Web Services API | 1920 | 30% | 1354.08
SCNT-1YGLD-A-ZONE | 1 Year Gold (Priority 24x7 Technical Support, Software Upgrade Protection) Maintenance Plan for DSView zone license | 291 | 30% | 205.2278
SCNT-1YGLD-MAX | 1 Year Gold (Priority 24x7 Technical Support, Software Upgrade Protection) Maintenance Plan for DSView Max Pack – 1 hub, 15 spokes, unlimited devices | 55665 | 30% | 39257.7412
SCNT-1YGLD-PLUS | 1 Year Gold (Priority 24x7 Technical Support, Software Upgrade Protection) Maintenance Plan for DSView Plus Pack – 1 hub, 4 spokes, 2,000 devices | 8257 | 30% | 5823.2492
SCNT-1YGLD-PREM | 1 Year Gold (Priority 24x7 Technical Support, Software Upgrade Protection) Maintenance Plan for DSView Premium Pack – 1 hub, 8 spokes, 5,000 devices | 18429 | 30% | 12997.0523
SCNT-1YGLD-START | 1 Year Gold (Priority 24x7 Technical Support, Software Upgrade Protection) Maintenance Plan for DSView Starter Pack – 1 hub, 1spoke, 250 devices | 1751 | 30% | 1234.8927
SCNT-1YGLD-STND | 1 Year Gold (Priority 24x7 Technical Support, Software Upgrade Protection) Maintenance Plan for DSView Standard Pack – 1 hub, 2 spokes, 500 devices | 4303 | 30% | 3034.6908
SCNT-1YSLV-A-100PK | 1YR SILVER SUP FOR DSV DEV100 SLIC | 1347 | 30% | 949.9718
SCNT-1YSLV-A-10KPK | 1 Year Silver (Priority 8x5 Technical Support, Software Upgrade Protection) Maintenance Plan for DSView device license – 10,000-pack | 26842 | 30% | 18930.3205
SCNT-1YSLV-A-10PK | 1 Year Silver (Priority 8x5 Technical Support, Software Upgrade Protection) Maintenance Plan for DSView device license – 10-pack | 170 | 30% | 119.8925
SCNT-1YSLV-A-1KPK | 1 Year Silver (Priority 8x5 Technical Support, Software Upgrade Protection) Maintenance Plan for DSView device license – 1,000-pack | 4704 | 30% | 3317.496
SCNT-1YSLV-A-1PK | 1 Year Silver (Priority 8x5 Technical Support, Software Upgrade Protection) Maintenance Plan for DSView device license – 1-pack | 25 | 30% | 17.6313
SCNT-1YSLV-A-500PK | 1 Year Silver (Priority 8x5 Technical Support, Software Upgrade Protection) Maintenance Plan for DSView device license – 500-pack | 3360 | 30% | 2369.64
SCNT-1YSLV-A-50PK | 1 Year Silver (Priority 8x5 Technical Support, Software Upgrade Protection) Maintenance Plan for DSView device license – 50-pack | 751 | 30% | 529.6427
SCNT-1YSLV-A-SPOKE | 1 Year Silver (Priority 8x5 Technical Support, Software Upgrade Protection) Maintenance Plan for DSView spoke add-on license | 844 | 30% | 595.231
SCNT-1YSLV-A-WSK | 1 Year Silver (Priority 8x5 Technical Support, Software Upgrade Protection) Maintenance Plan for DSView Web Services API | 1681 | 30% | 1185.5252
SCNT-1YSLV-A-ZONE | 1 Year Silver (Priority 8x5 Technical Support, Software Upgrade Protection) Maintenance Plan for DSView zone license | 255 | 30% | 179.8388
SCNT-1YSLV-MAX | 1 Year Silver (Priority 8x5 Technical Support, Software Upgrade Protection) Maintenance Plan for DSView Max Pack – 1 hub, 15 spokes, unlimited devices | 48706 | 30% | 34349.9065
SCNT-1YSLV-PLUS | 1 Year Silver (Priority 8x5 Technical Support, Software Upgrade Protection) Maintenance Plan for DSView Plus Pack – 1 hub, 4 spokes, 2,000 devices | 7226 | 30% | 5096.1365
SCNT-1YSLV-PREM | 1 Year Silver (Priority 8x5 Technical Support, Software Upgrade Protection) Maintenance Plan for DSView Premium Pack – 1 hub, 8 spokes, 5,000 devices | 16125 | 30% | 11372.1562
SCNT-1YSLV-START | 1 Year Silver (Priority 8x5 Technical Support, Software Upgrade Protection) Maintenance Plan for DSView Starter Pack – 1 hub, 1spoke, 250 devices | 1534 | 30% | 1081.8535
SCNT-1YSLV-STND | 1 Year Silver (Priority 8x5 Technical Support, Software Upgrade Protection) Maintenance Plan for DSView Standard Pack – 1 hub, 2 spokes, 500 devices | 3767 | 30% | 2656.6767
SCNT-2YGLD-A-100PK | 2YR GOLD 24X7 FOR DSV DEV100 GOLD | 2816 | 30% | 1985.984
SCNT-2YGLD-A-10KPK | 2 Year Gold (Priority 24x7 Technical Support, Software Upgrade Protection) Maintenance Plan for DSView device license – 10,000-pack | 56237 | 30% | 39661.1442
SCNT-2YGLD-A-10PK | 2 Year Gold (Priority 24x7 Technical Support, Software Upgrade Protection) Maintenance Plan for DSView device license – 10-pack | 351 | 30% | 247.5428
SCNT-2YGLD-A-1KPK | 2 Year Gold (Priority 24x7 Technical Support, Software Upgrade Protection) Maintenance Plan for DSView device license – 1,000-pack | 9849 | 30% | 6946.0072
SCNT-2YGLD-A-1PK | 2 Year Gold (Priority 24x7 Technical Support, Software Upgrade Protection) Maintenance Plan for DSView device license – 1-pack | 52 | 30% | 36.673
SCNT-2YGLD-A-500PK | 2 Year Gold (Priority 24x7 Technical Support, Software Upgrade Protection) Maintenance Plan for DSView device license – 500-pack | 7037 | 30% | 4962.8443
SCNT-2YGLD-A-50PK | 2 Year Gold (Priority 24x7 Technical Support, Software Upgrade Protection) Maintenance Plan for DSView device license – 50-pack | 1569 | 30% | 1106.5373
SCNT-2YGLD-A-SPOKE | 2 Year Gold (Priority 24x7 Technical Support, Software Upgrade Protection) Maintenance Plan for DSView spoke add-on license | 1762 | 30% | 1242.6505
SCNT-2YGLD-A-WSK | 2 Year Gold (Priority 24x7 Technical Support, Software Upgrade Protection) Maintenance Plan for DSView Web Services API | 3518 | 30% | 2481.0695
SCNT-2YGLD-A-ZONE | 2 Year Gold (Priority 24x7 Technical Support, Software Upgrade Protection) Maintenance Plan for DSView zone license | 530 | 30% | 373.7825
SCNT-2YGLD-MAX | 2 Year Gold (Priority 24x7 Technical Support, Software Upgrade Protection) Maintenance Plan for DSView Max Pack – 1 hub, 15 spokes, unlimited devices | 102046 | 30% | 71967.9415
SCNT-2YGLD-PLUS | 2 Year Gold (Priority 24x7 Technical Support, Software Upgrade Protection) Maintenance Plan for DSView Plus Pack – 1 hub, 4 spokes, 2,000 devices | 15135 | 30% | 10673.9587
SCNT-2YGLD-PREM | 2 Year Gold (Priority 24x7 Technical Support, Software Upgrade Protection) Maintenance Plan for DSView Premium Pack – 1 hub, 8 spokes, 5,000 devices | 33786 | 30% | 23827.5765
SCNT-2YGLD-START | 2 Year Gold (Priority 24x7 Technical Support, Software Upgrade Protection) Maintenance Plan for DSView Starter Pack – 1 hub, 1spoke, 250 devices | 3209 | 30% | 2263.1472
SCNT-2YGLD-STND | 2 Year Gold (Priority 24x7 Technical Support, Software Upgrade Protection) Maintenance Plan for DSView Standard Pack – 1 hub, 2 spokes, 500 devices | 7886 | 30% | 5561.6015
SCNT-2YSLV-A-100PK | 2YR SILVER SUP FOR DSV DEV100 SLIC | 2435 | 30% | 1717.2838
SCNT-2YSLV-A-10KPK | 2 Year Silver (Priority 8x5 Technical Support, Software Upgrade Protection) Maintenance Plan for DSView device license – 10,000-pack | 48568 | 30% | 34252.582
SCNT-2YSLV-A-10PK | 2 Year Silver (Priority 8x5 Technical Support, Software Upgrade Protection) Maintenance Plan for DSView device license – 10-pack | 305 | 30% | 215.1013
SCNT-2YSLV-A-1KPK | 2 Year Silver (Priority 8x5 Technical Support, Software Upgrade Protection) Maintenance Plan for DSView device license – 1,000-pack | 8506 | 30% | 5998.8565
SCNT-2YSLV-A-1PK | 2 Year Silver (Priority 8x5 Technical Support, Software Upgrade Protection) Maintenance Plan for DSView device license – 1-pack | 44 | 30% | 31.031
SCNT-2YSLV-A-500PK | 2 Year Silver (Priority 8x5 Technical Support, Software Upgrade Protection) Maintenance Plan for DSView device license – 500-pack | 6078 | 30% | 4286.5095
SCNT-2YSLV-A-50PK | 2 Year Silver (Priority 8x5 Technical Support, Software Upgrade Protection) Maintenance Plan for DSView device license – 50-pack | 1356 | 30% | 956.319
SCNT-2YSLV-A-SPOKE | 2 Year Silver (Priority 8x5 Technical Support, Software Upgrade Protection) Maintenance Plan for DSView spoke add-on license | 1522 | 30% | 1073.3905
SCNT-2YSLV-A-WSK | 2 Year Silver (Priority 8x5 Technical Support, Software Upgrade Protection) Maintenance Plan for DSView Web Services API | 3038 | 30% | 2142.5495
SCNT-2YSLV-A-ZONE | 2 Year Silver (Priority 8x5 Technical Support, Software Upgrade Protection) Maintenance Plan for DSView zone license | 460 | 30% | 324.415
SCNT-2YSLV-MAX | 2 Year Silver (Priority 8x5 Technical Support, Software Upgrade Protection) Maintenance Plan for DSView Max Pack – 1 hub, 15 spokes, unlimited devices | 88132 | 30% | 62155.093
SCNT-2YSLV-PLUS | 2 Year Silver (Priority 8x5 Technical Support, Software Upgrade Protection) Maintenance Plan for DSView Plus Pack – 1 hub, 4 spokes, 2,000 devices | 13072 | 30% | 9219.028
SCNT-2YSLV-PREM | 2 Year Silver (Priority 8x5 Technical Support, Software Upgrade Protection) Maintenance Plan for DSView Premium Pack – 1 hub, 8 spokes, 5,000 devices | 29179 | 30% | 20578.4898
SCNT-2YSLV-START | 2 Year Silver (Priority 8x5 Technical Support, Software Upgrade Protection) Maintenance Plan for DSView Starter Pack – 1 hub, 1spoke, 250 devices | 2769 | 30% | 1952.8373
SCNT-2YSLV-STND | 2 Year Silver (Priority 8x5 Technical Support, Software Upgrade Protection) Maintenance Plan for DSView Standard Pack – 1 hub, 2 spokes, 500 devices | 6809 | 30% | 4802.0472
SCNT-RENEW | Base rate multiplier for renewal adjustment of Avocent support agreements. Only valid if Avocent provide quote # is attached. For distribution use for variable pricing. - Unit: Each | 1 | 30% | 0.70525
SCUSBHIDFILTER | SC USB HID Filter with eLock | 206 | 30% | 145.2815
SCUSBPORTBLOCK | SC USB Port Block with eLock | 291 | 30% | 205.2278
SD2 | Low voltage analog Photoelectric Smoke Detector. | 284.9 | 30% | 200.9257
SFIQ-VGA | Small Form Factor, Server Interface Module for VGA, USB keyboard, mouse. Supports virtual media, CAC and USB 2.0. Used with all MPU, AV3108 and AV3216 appliances. | 165 | 30% | 116.3662
SFIQ-VGA08 | Small Form Factor, Server Interface Module for VGA, USB keyboard, mouse. Supports virtual media, CAC and USB 2.0. Used with all MPU, AV3108 and AV3216 appliances. (8 pack) | 1306 | 30% | 921.0565
SLB-4 | Mini L rPDU Brackets (PAIR) | 10 | 30% | 7.0525
SN-2D | Modular with two door contact inputs (Does not include door switches). | 96.8 | 30% | 68.2682
SN-3C | SN Sensor - Modular three dry contact input (1 probe) | 145.2 | 30% | 102.4023
SN-L1 | SN Sensor - Leak Detection 1ft | 405 | 30% | 285.6263
SN-L20 | Modular leak zone sensor with 20 foot cable (Liebert RDU-S only) | 598 | 30% | 421.7395
SN-T | SN Sensor - Modular single temperature probe (1 probe) | 176 | 30% | 124.124
SN-TH | SN Sensor - Modular single temperature and single humidity probes (2 probes) | 245.3 | 30% | 172.9978
SN-Z01 | SN Sensor - Single Temperature Probe; 3.66m/12ft. length cable | 157.3 | 30% | 110.9358
SN-Z02 | SN Sensor - Three Temperature Probes; 5.18m/17ft. length cable | 352 | 30% | 248.248
SN-Z03 | SN Sensor - Three Temperature and One Humidity Probes; 5.18m/17ft. length cable | 422.4 | 30% | 297.8976
SP-5 | Five way splitter for remote sensors | 15.4 | 30% | 10.8608
SRT-100 | Temperature sensor used to monitor temperature in critical environments. Includes a 100ft / 30.4m cable. | 135.3 | 30% | 95.4203
SRT-12 | Temperature sensor used to monitor temperature in critical environments. Includes a 12ft / 3.6m cable. | 55 | 30% | 38.7888
SRT-20 | Temperature sensor used to monitor temperature in critical environments. Includes a 20ft / 6.1m cable. | 63.8 | 30% | 44.995
SRT-50 | Temperature sensor used to monitor temperature in critical environments. Includes a 50ft / 15.2m cable. | 89.1 | 30% | 62.8378
SUAPS-MR24 | APS Module Replacement and Reconfiguration 24x7 | 2279 | 30% | 1607.2648
SUAPS-MR85 | APS Module Replacement and Reconfiguration M-F 8x5 | 1653 | 30% | 1165.7783
SUAPSXX24 | Startup 24 X 7 | 2279 | 30% | 1607.2648
SUAPSXXMF | Startup M-F, 8-5 | 1653 | 30% | 1165.7783
SUGXT15-20U7 | GXT 15-20 S/U 7x24 | 2207 | 30% | 1556.4868
SUGXT15-20U7RMV | GXT 8-10K S/U 7x24 WR | 3112 | 30% | 2194.738
SUGXT-1K3K | START UP GXT UP TO 3KVA 7X24 | 1764 | 30% | 1244.061
SUGXT-1K3KRMV | START UP GXT UP TO 3KVA 7X24 WR | 2076 | 30% | 1464.099
SUGXT-5-6U7 | GXT3 Startup 5 & 6 kVA 7 x 24 | 1987 | 30% | 1401.3318
SUGXT-5-6U7RMV | UPS-GXT 5-6K S/U 7x24 WR | 2981 | 30% | 2102.3502
SUGXT-8-10U7 | GXT3 Startup 8 & 10 kVA 7 x 24 | 2428 | 30% | 1712.347
SUGXT-8-10U7RMV | UPS-GXT 8-10K S/U 7x24 WR | 3423 | 30% | 2414.0707
SUGXTCRD-LFWYN | START-UP VEYTEC C#38050273 WYNDHAM | 1315 | 30% | 927.4037
SUGXT-EXTBTCB | START UP GXT EXT BT CB 7X24 | 725 | 30% | 511.3062
SUGXTEXTBTCBRMV | Start Up GXT Ext BT CB 7x24 WR | 1227 | 30% | 865.3418
SUGXT-EXTBTCBRMV | START UP GXT EXT BT CB 7X24 WR | 1447 | 30% | 1020.4968
SUGXT-LFWYN | START-UP VEYTEC C#38050273 WYNDHAM | 1315 | 30% | 927.4037
SUGXT-RLFWYN | START-UP VEYTEC C#38050273 WYNDHAM | 1315 | 30% | 927.4037
SUITA-8-10U7 | Startup ITA2 8-10K UPS 7x24 | 2660 | 30% | 1875.965
SUITA-EXTBTCBU7 | Startup ITA2 EBC UPS 7x24 | 784 | 30% | 552.916
SUPAPSXX24 | Startup Plus 24 X 7 | 2670 | 30% | 1883.0175
SUPAPSXXMF | Startup Plus M-F, 8-5 | 2200 | 30% | 1551.55
SUPSI-1K3K | START UP PSI UP TO 3KVA 7X24 | 1504 | 30% | 1060.696
SUPSI-1K3KRMV | START UP PSI UP TO 3KVA 7X24 WR | 1736 | 30% | 1224.314
SUPSI-5K | START UP PSI UP TO 5KVA 7X24 | 1662 | 30% | 1172.1255
SUPSI-5KRMV | START UP PSI UP TO 5KVA 7X24 RMV | 2494 | 30% | 1758.8935
SUPSI-EXTBTCB | START UP PSI EXT BT CB 7X24 | 658 | 30% | 464.0545
SUPSIEXTBTCBRMV | START UP PSI EXT BT CB 7X24 WR | 1314 | 30% | 926.6985
SURPDU-BAS1 | START UP BASIC RPDU SNGL 7X24 | 1017 | 30% | 717.2392
SURPDU-BASRMV1 | START UP BASIC SNGL 7X24 RMV | 1412 | 30% | 995.813
SURPDU-BASRMVX | START UP BASIC MULT 7X24 RMV | 1193 | 30% | 841.3632
SURPDU-BASX | START UP BASIC RPDU MULT 7X24 | 798 | 30% | 562.7895
SURPDU-GE1 | Start-up Vertiv VP R-PDU SNGL | 1173 | 30% | 827.2582
SURPDU-GEIRMV1 | START UP / INSTALLATION WITH REMOVAL– ONLY | 1442 | 30% | 1016.9705
SURPDU-GEIRMVX | START UP / INSTALLATION WITH REMOVAL– ONLY | 1213 | 30% | 855.4683
SURPDU-GEIX | START-UP GEIST R-PDU | 837 | 30% | 590.2943
SURPDU-GERMV1 | Start-up Vertiv VP R-PDU SNGL RMV | 1588 | 30% | 1119.937
SURPDU-GERMVX | Start-up Vertiv VP R-PDU MULT RMV | 1336 | 30% | 942.214
SURPDU-GEX | Start-up Vertiv VP R-PDU MULT | 921 | 30% | 649.5353
SV2160DPH-400 | Avocent® SV Universal DP/H KVM Switch 16-Port Dual Display | 4140 | 30% | 2919.735
SV220-001 | 2-Port DVI-I Standard KVM | 546 | 30% | 385.0665
SV220D-001 | 2-Port DisplayPort Standard KVM | 655 | 30% | 461.9387
SV220H-001 | 2-Port HDMI Standard KVM | 509 | 30% | 358.9722
SV240-001 | 4-Port DVI-I Standard KVM | 983 | 30% | 693.2607
SV240D-001 | 4-Port DisplayPort Standard KVM | 946 | 30% | 667.1665
SV240DPH-400 | Avocent® SV Universal DP/H KVM Switch 4-Port Single Display | 1667 | 30% | 1175.6517
SV240H-001 | 4-Port HDMI Standard KVM | 1104 | 30% | 778.596
SV340-001 | 4-Port DH DVI-I Standard KVM | 1558 | 30% | 1098.7795
SV340D-001 | 4-Port DH DisplayPort Standard KVM | 1527 | 30% | 1076.9167
SV340DPH-400 | Avocent® SV Universal DP/H KVM Switch 4-Port Dual Display | 2335 | 30% | 1646.7588
SV340H-001 | 4-Port DH HDMI Standard KVM | 1381 | 30% | 973.9502
SVC-VRCS-INSU | VRC Inst Startup | 6696 | 30% | 4722.354
SVC-VRCS-INSU-M | VRC Inst Startup Mob | 7833 | 30% | 5524.2233
SVKM120-001 | 2-Port Standard KM | 509 | 30% | 358.9722
SVKM140-001 | 4-Port Standard KM | 815 | 30% | 574.7788
SVM140DPH-400 | Avocent® SV Universal DP/H Desktop Matrix 2x4 KVM | 1835 | 30% | 1294.1338
SVM180DPH-400 | Avocent® SV Universal DP/H Desktop Matrix 2x8 KVM | 2836 | 30% | 2000.089
SVMV240DPH-400 | Avocent® SV Universal DP/H 4-Port MultiViewer KVM | 5730 | 30% | 4041.0825
SVMV280DPH-400 | Avocent® SV Universal DP/H 8-Port MultiViewer KVM | 12291 | 30% | 8668.2278
TBR02 | VGA to DVI-D converted with USB Bridge | 405 | 30% | 285.6263
TDU-3500RTL620 | Liebert TDU 2U Rack Mount Stepdown Transformer, (8) 5-15/20R, (2) L5-20R | 1561 | 30% | 1100.8952
TDU-4000RTL630 | Liebert TDU 2U Rack Mount Stepdown Transformer, (8) 5-15/20R, (2) L5-20R | 1690 | 30% | 1191.8725
TDU-6000RTL630 | Liebert TDU 2U Rack Mount Stepdown Transformer, (8) 5-15/20R, (2) L5-30R | 1704 | 30% | 1201.746
TLFL | Toolless Full Length rPDU Bracket | 42 | 30% | 29.6205
TLMH | Toolless Mounting Hardware | 7 | 30% | 4.9367
TSMX2 | Single Side Mount 2 Unit rPDU Bracket (PAIR) | 25 | 30% | 17.6313
U1071L | rPDU, Basic Standard, Max 22.0kW, Variable Power Configuration, Horizontal, (12) Locking IEC C13, (6) Locking IEC C19, Universal Input, Black Powder Coat. | 1392 | 30% | 981.708
U1072L | rPDU, Basic Standard, Max 11.0kW, Variable Power Configuration, Vertical, (24) Locking IEC C13, (12) Locking IEC C19, Universal Input, Black Powder Coat. | 1237 | 30% | 872.3943
U1073L | rPDU, Basic Standard, Max 22.0kW, Variable Power Configuration, Vertical, (24) Locking IEC C13, (6) Locking IEC C19, Universal Input, Black Powder Coat. | 1517 | 30% | 1069.8642
U1075 | rPDU, Basic Standard, Max 11.0kW, Variable Power Configuration, Vertical, (42) Combination C13/C19, Universal Input, Black Powder Coat. | 1426 | 30% | 1005.6865
U1076 | rPDU, Basic Standard, Max 11.0kW, Variable Power Configuration, Horizontal, (12) Combination C13/C19, Universal Input, Black Powder Coat. | 1146 | 30% | 808.2165
U1077 | rPDU, Basic Standard, Max 22.0kW, Variable Power Configuration, Horizontal, (24) Combination C13/C19, Universal Input, Black Powder Coat. | 1454 | 30% | 1025.4335
U1078 | rPDU, Basic Standard, Max 22.0kW, Variable Power Configuration, Vertical, (30) Combination C13/C19, Universal Input, Black Powder Coat. | 1469 | 30% | 1036.0122
U1079 | rPDU, Basic Standard, Max 22.0kW, Variable Power Configuration, Vertical, (48) Combination C13/C19, Universal Input, Black Powder Coat. | 1658 | 30% | 1169.3045
UI10001L | rPDU, Basic Upgradeable, 16A OR 20A, 120V OR 208V OR 230V, 1.9kW or 3.3kW or 3.6kW, Vertical, (36) Locking IEC C13, (6) Locking IEC C19, C20, Black Powder Coat. | 843 | 30% | 594.5257
UI10007L | rPDU, Metered Upgradeable, 16A OR 20A, 120V OR 208V OR 230V, 1.9kW or 3.3kW or 3.6kW, Vertical, (36) Locking IEC C13, (6) Locking IEC C19, C20, Black Powder Coat. | 894 | 30% | 630.4935
UI10014L | rPDU, Basic Upgradeable, 16A OR 20A, 120V OR 208V OR 230V, 1.9kW or 3.3kW or 3.6kW, Horizontal, (10) Locking IEC C13, C20, Black Powder Coat. | 470 | 30% | 331.4675
UI10016L | rPDU, Metered Upgradeable, 16A OR 20A, 120V OR 208V OR 230V, 1.9kW or 3.3kW or 3.6kW, Horizontal, (10) Locking IEC C13, C20, Black Powder Coat. | 521 | 30% | 367.4352
UI10022L | rPDU, Basic Upgradeable, Max 22.0kW, Variable Power Configuration, Horizontal, (12) Locking IEC C13, (6) Locking IEC C19, Universal Input, Black Powder Coat. | 1493 | 30% | 1052.9382
UI10023L | rPDU, Basic Upgradeable, Max 11.0kW, Variable Power Configuration, Vertical, (24) Locking IEC C13, (12) Locking IEC C19, Universal Input, Black Powder Coat. | 1341 | 30% | 945.7402
UI10024L | rPDU, Basic Upgradeable, Max 22.0kW, Variable Power Configuration, Vertical, (24) Locking IEC C13, (6) Locking IEC C19, Universal Input, Black Powder Coat. | 1594 | 30% | 1124.1685
UI10025 | rPDU, Basic Upgradeable, Max 11.0kW, Variable Power Configuration, Vertical, (42) Combination C13/C19, Universal Input, Black Powder Coat. | 1451 | 30% | 1023.3178
UI10026 | rPDU, Basic Upgradeable, Max 11.0kW, Variable Power Configuration, Vertical, (12) Combination C13/C19, Universal Input, Black Powder Coat. | 1248 | 30% | 880.152
UI10027 | rPDU, Basic Upgradeable, Max 22.0kW, Variable Power Configuration, Horizontal, (24) Combination C13/C19, Universal Input, Black Powder Coat. | 1493 | 30% | 1052.9382
UI10028 | rPDU, Basic Upgradeable, Max 22.0kW, Variable Power Configuration, Vertical, (30) Combination C13/C19, Universal Input, Black Powder Coat. | 1544 | 30% | 1088.906
UI10029 | rPDU, Basic Upgradeable, Max 22.0kW, Variable Power Configuration, Vertical, (48) Combination C13/C19, Universal Input, Black Powder Coat. | 1745 | 30% | 1230.6613
UI30005L | rPDU, Monitored Unit Level EC, Max 22.0kW, Variable Power Configuration, Horizontal, (12) Locking IEC C13, (6) Locking IEC C19, Universal Input, Black Powder Coat. | 1766 | 30% | 1245.4715
UI30006L | rPDU, Monitored Unit Level EC, Max 11.0kW, Variable Power Configuration, Vertical, (24) Locking IEC C13, (12) Locking IEC C19, Universal Input, Black Powder Coat. | 1615 | 30% | 1138.9787
UI30007L | rPDU, Monitored Unit Level EC, Max 22.0kW, Variable Power Configuration, Vertical, (24) Locking IEC C13, (6) Locking IEC C19, Universal Input, Black Powder Coat. | 1868 | 30% | 1317.407
UI30011L | rPDU, Monitored Unit Level EC, 16A or 20A, 120V or 208V or 230V, 1.9kW or 3.3kW or 3.6kW, Vertical, (36) Locking IEC C13, (6) Locking IEC C19, C20, Black Powder Coat. | 1116 | 30% | 787.059
UI30020L | rPDU, Inline Monitored EC, 16A OR 20A, 120V OR 208V OR 230V, 1.9kW or 3.3kW or 3.6kW, Horizontal/Vertical, (1) Locking IEC C19, C20, Black Powder Coat. | 652 | 30% | 459.823
UI30023 | rPDU, Monitored Unit Level EC, Max 11.0kW, Variable Power Configuration, Vertical, (42) Combination C13/C19, Universal Input, Black Powder Coat. | 1725 | 30% | 1216.5563
UI30024 | rPDU, Monitored Unit Level EC, Max 11.0kW, Variable Power Configuration, Vertical, (12) Combination C13/C19, Universal Input, Black Powder Coat. | 1521 | 30% | 1072.6853
UI30025 | rPDU, Monitored Unit Level EC, Max 22.0kW, Variable Power Configuration, Horizontal, (24) Combination C13/C19, Universal Input, Black Powder Coat. | 1766 | 30% | 1245.4715
UI30026 | rPDU, Monitored Unit Level EC, Max 22.0kW, Variable Power Configuration, Vertical, (30) Combination C13/C19, Universal Input, Black Powder Coat. | 1817 | 30% | 1281.4392
UI30027L | rPDU, Monitored Unit Level EC, 16A OR 20A, 120V OR 208V OR 230V, 1.9kW or 3.3kW or 3.6kW, Horizontal, (10) Locking IEC C13, C20, Black Powder Coat. | 743 | 30% | 524.0008
UI30028 | rPDU, Monitored Unit Level EC, Max 22.0kW, Variable Power Configuration, Vertical, (48) Combination C13/C19, Universal Input, Black Powder Coat. | 2018 | 30% | 1423.1945
UMIQ-PS | POWER SUPPLY MODULE W/ CABLE | 246 | 30% | 173.4915
UMIQ-V2 | UM KVM MODULE - VGA+SP DUAL RJ45 | 376 | 30% | 265.174
UPD-IEC | Power supply, IEC Adapter & 4 output cable to support up to 4 MPUIQ-SRL modules | 98 | 30% | 69.1145
UR30001L | rPDU, Monitored Outlet Level EC, 16A OR 20A, 120V OR 208V OR 230V, 1.9kW or 3.3kW or 3.6kW, Vertical, (24) Locking IEC C13, C20, Black Powder Coat. | 2069 | 30% | 1459.1623
UR30002L | rPDU, Monitored Outlet Level EC, 16A OR 20A, 120V OR 208V OR 230V, 1.9kW or 3.3kW or 3.6kW, Vertical, (21) Locking IEC C13, (3) Locking IEC C19, C20, Black Powder Coat. | 2052 | 30% | 1447.173
UR30003L | rPDU, Monitored Outlet Level EC, 16A OR 20A, 120V OR 208V OR 230V, 1.9kW or 3.3kW or 3.6kW, Vertical, (18) Locking IEC C13, (6) Locking IEC C19, C20, Black Powder Coat. | 2052 | 30% | 1447.173
UR30004L | rPDU, Monitored Outlet Level EC, 16A OR 20A, 120V OR 208V OR 230V, 1.9kW or 3.3kW or 3.6kW, Vertical, (10) Locking IEC C13, (2) Locking IEC C19, C20, Black Powder Coat. | 1502 | 30% | 1059.2855
UR30006L | rPDU, Monitored Outlet Level EC, Max 11.0kW, Variable Power Configuration, Vertical, (30) Locking IEC C13, (6) Locking IEC C19, Universal Input, Black Powder Coat. | 3148 | 30% | 2220.127
UR30007L | rPDU, Monitored Outlet Level EC, Max 22.0kW, Variable Power Configuration, Vertical, (18) Locking IEC C13, (12) Locking IEC C19, Universal Input, Black Powder Coat. | 3275 | 30% | 2309.6938
UR30200 | rPDU, Monitored Outlet Level EC, 16A OR 20A, 120V OR 208V OR 230V, 1.9kW or 3.3kW or 3.6kW, Horizontal, (12) Combination C13/C19, C20, Black Powder Coat. | 1502 | 30% | 1059.2855
UR30201 | rPDU, Monitored Outlet Level EC, Max 11.0kW, Variable Power Configuration, Horizontal, (12) Combination C13/C19, Universal Input, Black Powder Coat. | 2156 | 30% | 1520.519
US30001L | rPDU, Switched Unit Level Monitoring EC, 16A OR 20A, 120V OR 208V OR 230V, 1.9kW or 3.3kW or 3.6kW, Vertical, (24) Locking IEC C13, C20, Black Powder Coat. | 1749 | 30% | 1233.4823
US30002L | rPDU, Switched Unit Level Monitoring EC, 16A OR 20A, 120V OR 208V OR 230V, 1.9kW or 3.3kW or 3.6kW, Vertical, (21) Locking IEC C13, (3) Locking IEC C19, C20, Black Powder Coat. | 1732 | 30% | 1221.493
US30003L | rPDU, Switched Unit Level Monitoring EC, 16A OR 20A, 120V OR 208V OR 230V, 1.9kW or 3.3kW or 3.6kW, Vertical, (18) Locking IEC C13, (6) Locking IEC C19, C20, Black Powder Coat. | 1732 | 30% | 1221.493
US30004L | rPDU, Switched Unit Level Monitoring EC, 16A OR 20A, 120V OR 208V OR 230V, 1.9kW or 3.3kW or 3.6kW, Vertical, (10) Locking IEC C13, (2) Locking IEC C19, C20, Black Powder Coat. | 1342 | 30% | 946.4455
US30014L | rPDU, Switched Unit Level Monitoring EC, Max 11.0kW, Variable Power Configuration, Vertical, (30) Locking IEC C13, (6) Locking IEC C19, Universal Input, Black Powder Coat. | 2668 | 30% | 1881.607
US30015L | rPDU, Switched Unit Level Monitoring EC, Max 22.0kW, Variable Power Configuration, Vertical, (18) Locking IEC C13, (12) Locking IEC C19, Universal Input, Black Powder Coat. | 2875 | 30% | 2027.5938
US30201 | rPDU, Switched Unit Level Monitoring EC, Max 11.0kW, Variable Power Configuration, Horizontal, (12) Combination C13/C19, Universal Input, Black Powder Coat. | 1996 | 30% | 1407.679
USB485I | USB to RS-485 adapter. RDU101 Modbus/RTU and BACNet/MSTP support | 336 | 30% | 236.964
USB6000RX | LAN USB 2.0 Extender Receiver | 1022 | 30% | 720.7655
USB6000TX | LAN USB 2.0 Extender Transmitter | 1022 | 30% | 720.7655
USBCKVMDHNP | USB-C/HDMI Adapter dual head | 485 | 30% | 342.0463
USBCKVMSHNP | USB-C/HDMI Adapter single head | 364 | 30% | 256.711
USBCUSBCNP | USB-C/USB-C Adapter cable | 303 | 30% | 213.6908
USBIAC2-10 | 10FT USB2 INTEGRATEDACCESS CBL | 87 | 30% | 61.3568
USBIAC2-7 | 7FT USB2 INTEGRATEDACCESS CBL | 80 | 30% | 56.42
UU30001L | rPDU, Switched Outlet Level Monitoring EC, 16A OR 20A, 120V OR 208V OR 230V, 1.9kW or 3.3kW or 3.6kW, Vertical, (24) Locking IEC C13, C20, Black Powder Coat. | 2245 | 30% | 1583.2863
UU30002L | rPDU, Switched Outlet Level Monitoring EC, 16A OR 20A, 120V OR 208V OR 230V, 1.9kW or 3.3kW or 3.6kW, Vertical, (21) Locking IEC C13, (3) Locking IEC C19, C20, Black Powder Coat. | 2228 | 30% | 1571.297
UU30003L | rPDU, Switched Outlet Level Monitoring EC, 16A OR 20A, 120V OR 208V OR 230V, 1.9kW or 3.3kW or 3.6kW, Vertical, (18) Locking IEC C13, (6) Locking IEC C19, C20, Black Powder Coat. | 2228 | 30% | 1571.297
UU30004L | rPDU, Switched Outlet Level Monitoring EC, 16A OR 20A, 120V OR 208V OR 230V, 1.9kW or 3.3kW or 3.6kW, Vertical, (10) Locking IEC C13, (2) Locking IEC C19, C20, Black Powder Coat. | 1590 | 30% | 1121.3475
UU30009L | rPDU, Switched Outlet Level Monitoring EC, Max 11.0kW, Variable Power Configuration, Vertical, (30) Locking IEC C13, (6) Locking IEC C19, Universal Input, Black Powder Coat. | 3412 | 30% | 2406.313
UU30010L | rPDU, Switched Outlet Level Monitoring EC, Max 22.0kW, Variable Power Configuration, Vertical, (18) Locking IEC C13, (12) Locking IEC C19, Universal Input, Black Powder Coat. | 3495 | 30% | 2464.8488
UU30200 | rPDU, Switched Outlet Level Monitoring EC, 16A OR 20A, 120V OR 208V OR 230V, 1.9kW or 3.3kW or 3.6kW, Horizontal, (12) Combination C13/C19, C20, Black Powder Coat. | 1590 | 30% | 1121.3475
UU30201 | rPDU, Switched Outlet Level Monitoring EC, Max 11.0kW, Variable Power Configuration, Horizontal, (12) Combination C13/C19, Universal Input, Black Powder Coat. | 2244 | 30% | 1582.581
VA1G8100 | rPDU, Rack Transfer Switch Basic Upgradeable, 16A, 230V, 3.6kW, Horizontal, (12) Combination C13/C19, 10ft / 3m power cord with 1P+N+E (IP44), Black Powder Coat. | 1400 | 30% | 987.35
VA1G9100 | rPDU, Rack Transfer Switch Basic Upgradeable, 32A, 230V, 7.3kW, Horizontal, (12) Combination C13/C19, 10ft / 3m power cord with 1P+N+E (IP44), Black Powder Coat. | 1630 | 30% | 1149.5575
VA1G9200 | rPDU, Rack Transfer Switch Basic Upgradeable, 32A, 230V, 7.3kW, Horizontal, (24) Combination C13/C19, 10ft / 3m power cord with 1P+N+E (IP44), Black Powder Coat. | 1750 | 30% | 1234.1875
VA1N1100 | rPDU, Rack Transfer Switch Basic Upgradeable, 15A, 120V, 1.4kW, Horizontal, (10) NEMA 5-15R, 10ft / 3m power cords with 5-15P, Black Powder Coat. | 1510 | 30% | 1064.9275
VA1N2100 | rPDU, Rack Transfer Switch Basic Upgradeable, 20A, 120V, 1.9kW, Horizontal, (10) NEMA 5-20R, 10ft / 3m power cords with 5-20P, Black Powder Coat. | 1500 | 30% | 1057.875
VA1N2101 | rPDU, Rack Transfer Switch Basic Upgradeable, 20A, 120V, 1.9kW, Horizontal, (10) NEMA 5-20R, 10ft / 3m power cords with L5-20P, Black Powder Coat. | 1529 | 30% | 1078.3273
VA1N2200 | rPDU, Rack Transfer Switch Basic Upgradeable, 20A, 120V, 1.9kW, Horizontal, (20) NEMA 5-20R, 10ft / 3m power cords with 5-20P, Black Powder Coat. | 1800 | 30% | 1269.45
VA1N2201 | rPDU, Rack Transfer Switch Basic Upgradeable, 20A, 120V, 1.9kW, Horizontal, (20) NEMA 5-20R, 10ft / 3m power cords with L5-20P, Black Powder Coat. | 1829 | 30% | 1289.9023
VA1N3100 | rPDU, Rack Transfer Switch Basic Upgradeable, 30A, 208V, 4.9kW, Horizontal, (1) NEMA L6-30R, 10ft / 3m power cords with L6-30P, Black Powder Coat. | 1620 | 30% | 1142.505
VA1N3102 | rPDU, Rack Transfer Switch Basic Upgradeable, 30A, 208V, 4.9kW, Horizontal, (12) Combination C13/C19, 10ft / 3m power cords with L6-30P, Black Powder Coat. | 1730 | 30% | 1220.0825
VA1N3200 | rPDU, Rack Transfer Switch Basic Upgradeable, 30A, 208V, 4.9kW, Horizontal, (24) Combination C13/C19, 10ft / 3m power cords with L6-30P, Black Powder Coat. | 2300 | 30% | 1622.075
VA1N3201 | rPDU, Rack Transfer Switch Basic Upgradeable, 30A, 120V, 2.8kW, Horizontal, (20) NEMA 5-20R, 10ft / 3m power cords with L5-30P, Black Powder Coat. | 2140 | 30% | 1509.235
VA1U1100 | rPDU, Rack Transfer Switch Basic Upgradeable, 10A or 15A, 120V or 208V or 230V, 1.4kW or 2.4kW or 2.3kW, Horizontal, (10) Locking IEC C13, C14, Black Powder Coat. | 1490 | 30% | 1050.8225
VA1U2100 | rPDU, Rack Transfer Switch Basic Upgradeable, 16A OR 20A, 120V or 208V or 230V, 1.9kW or 3.3kW or 3.6kW, Horizontal, (12) Combination C13/C19, C20, Black Powder Coat. | 1490 | 30% | 1050.8225
VA4G8100 | rPDU, Rack Transfer Switch Monitored Unit Level, 16A, 230V, 3.6kW, Horizontal, (12) Combination C13/C19, 10ft / 3m power cord with 1P+N+E (IP44), Black Powder Coat. | 1674 | 30% | 1180.5885
VA4G9100 | rPDU, Rack Transfer Switch Monitored Unit Level, 32A, 230V, 7.3kW, Horizontal, (12) Combination C13/C19, 10ft / 3m power cords with 1P+N+E (IP44), Black Powder Coat. | 1904 | 30% | 1342.796
VA4G9200 | rPDU, Rack Transfer Switch Monitored Unit Level, 32A, 230V, 7.3kW, Horizontal, (12) Combination C13/C19, 10ft / 3m power cord with 1P+N+E (IP44), Black Powder Coat. | 2024 | 30% | 1427.426
VA4N1100 | rPDU, Rack Transfer Switch Monitored Unit Level, 15A, 120V, 1.4kW, Horizontal, (10) NEMA 5-15R, 10ft / 3m power cords with 5-15P, Black Powder Coat. | 1784 | 30% | 1258.166
VA4N2100 | rPDU, Rack Transfer Switch Monitored Unit Level, 20A, 120V, 1.9kW, Horizontal, (10) NEMA 5-20R, 10ft / 3m power cords with 5-20P, Black Powder Coat. | 1774 | 30% | 1251.1135
VA4N2101 | rPDU, Rack Transfer Switch Monitored Unit Level, 20A, 208V, 3.3kW, Horizontal, (12) Combination C13/C19, 10ft / 3m power cords with L6-20P, Black Powder Coat. | 1814 | 30% | 1279.3235
VA4N2102 | rPDU, Rack Transfer Switch Monitored Unit Level, 20A, 120V, 1.9kW, Horizontal, (10) NEMA 5-20R, 10ft / 3m power cords with L5-20P, Black Powder Coat. | 1802 | 30% | 1270.8605
VA4N2200 | rPDU, Rack Transfer Switch Monitored Unit Level, 20A, 120V, 1.9kW, Horizontal, (20) NEMA 5-20R, 10ft / 3m power cords with 5-20P, Black Powder Coat. | 2074 | 30% | 1462.6885
VA4N2201 | rPDU, Rack Transfer Switch Monitored Unit Level, 20A, 120V, 1.9kW, Horizontal, (20) NEMA 5-20R, 10ft / 3m power cords with L5-20P, Black Powder Coat. | 2102 | 30% | 1482.4355
VA4N3100 | rPDU, Rack Transfer Switch Monitored Unit Level, 30A, 208V, 4.9kW, Horizontal, (1) NEMA L6-30R, 10ft / 3m power cords with L6-30P, Black Powder Coat. | 1894 | 30% | 1335.7435
VA4N3102 | rPDU, Rack Transfer Switch Monitored Unit Level, 30A, 208V, 4.9kW, Horizontal, (12) Combination C13/C19, 10ft / 3m power cords with L6-30P, Black Powder Coat. | 2004 | 30% | 1413.321
VA4N3200 | rPDU, Rack Transfer Switch Monitored Unit Level, 30A, 208V, 4.9kW, Horizontal, (24) Combination C13/C19, 10ft / 3m power cords with L6-30P, Black Powder Coat. | 2574 | 30% | 1815.3135
VA4N3201 | rPDU, Rack Transfer Switch Monitored Unit Level, 30A, 120V, 2.8kW, Horizontal, (20) NEMA 5-20R, 10ft / 3m power cords with L5-30P, Black Powder Coat. | 2414 | 30% | 1702.4735
VA4U1100 | rPDU, Rack Transfer Switch Monitored Unit Level, 10A or 15A, 120V or 208V or 230V, 1.4kW or 2.4kW or 2.3kW, Horizontal, (10) Locking IEC C13, C14, Black Powder Coat. | 1764 | 30% | 1244.061
VA4U2100 | rPDU, Rack Transfer Switch Monitored Unit Level, 16A OR 20A, 120V or 208V or 230V, 1.9kW or 3.3kW or 3.6kW, Horizontal, (12) Combination C13/C19, C20, Black Powder Coat. | 1764 | 30% | 1244.061
VA4U9101 | rPDU, Rack Transfer Switch Monitored Unit Level, 30/32A, 200-240V, 7.3kW, Horizontal, (1) IEC 2P+E, 10ft / 3m power cords with 1P+N+E (IP44), Black Powder Coat. | 1764 | 30% | 1244.061
VACS-Install | Install of a VACS System | 710 | 30% | 500.7275
VACS-Install-Mob | Mobilization to Install a VACS | 4066 | 30% | 2867.5465
VAD-27 | Male DVI-I to Female HD15 VGA video adapter | 48 | 30% | 33.852
VAD-28 | Female DVI-I to Male HD15 VGA video adapter | 48 | 30% | 33.852
VAD-31 | Dual link DVI-I to Male DVI-D video adapter | 43 | 30% | 30.3257
VAD-32 | Single-link Female DVI-D to Male Display Port video adapter | 174 | 30% | 122.7135
VC-AC-0001 | Aisle Containment Accessory, Support Beam (Qty 2) | 606 | 30% | 427.3815
VC-AC-0002 | Aisle Containment Accessory, 1ft (300mm) Blanking Panel | 375 | 30% | 264.4688
VC-AC-0003 | Aisle Containment Accessory, 2ft (600mm) Blanking Panel | 547 | 30% | 385.7717
VC-AC-0004 | Aisle Containment Accessory, 31.5in (800mm) Blanking Panel | 699 | 30% | 492.9697
VC-AC-0005 | Aisle Containment Accessory, 1Ux1ft (300mm) Height Adapter | 100 | 30% | 70.525
VC-AC-0006 | Aisle Containment Accessory, 2Ux1ft (300mm) Height Adapter | 138 | 30% | 97.3245
VC-AC-0007 | Aisle Containment Accessory, 1Ux2ft (600mm) Height Adapter | 149 | 30% | 105.0823
VC-AC-0008 | Aisle Containment Accessory, 2Ux2ftin (600mm) Height Adapter | 216 | 30% | 152.334
VC-AC-0009 | Aisle Containment Accessory, 1Ux31.5in (800mm) Height Adapter | 179 | 30% | 126.2398
VC-AC-0010 | Aisle Containment Accessory, 2Ux31.5in (800mm) Height Adapter | 266 | 30% | 187.5965
VC-AC-0011 | Aisle Containment Accessory, 24in (600mm) Height Adapter Brush | 463 | 30% | 326.5308
VC-AC-0012 | Aisle Containment Accessory, 24in (600mm) Height Adapter Brush | 532 | 30% | 375.193
VC-AC-0013 | Aisle Containment Accessory, 31.5in (800mm) Height Adapter Brush | 596 | 30% | 420.329
VC-AC-0014 | Aisle Containment Accessory, 3ft (900mm) Roof Filler | 199 | 30% | 140.3448
VC-AC-0015 | Aisle Containment Accessory, 4ft (1200mm) Roof Filler | 263 | 30% | 185.4808
VC-AC-0016 | Aisle Containment Accessory, 6ft (1800mm) Roof Filler | 356 | 30% | 251.069
VC-AC-0017 | Aisle Containment Accessory, 1ft (300mm) Spaced Light Kit | 480 | 30% | 338.52
VC-AC-0018 | Aisle Containment Accessory, 2ft (600mm) Spaced Light Kit | 604 | 30% | 425.971
VC-AC-0019 | Aisle Containment Accessory, Lighting Cabling | 239 | 30% | 168.5547
VC-AC-0020 | Aisle Containment Accessory, Post Alignment Tool | 176 | 30% | 124.124
VC-AC-0021 | Aisle Containment Accessory, 1ft (300mm) Duct Brush Strip | 365 | 30% | 257.4162
VC-AC-0022 | Aisle Containment Accessory, 2ft (600mm) Duct Brush Strip | 192 | 30% | 135.408
VC-AC-0023 | Aisle Containment Accessory, 5ft (1500mm) Duct Brush Strip | 144 | 30% | 101.556
VCB-1 | Vertical Extension rPDU Brackets (PAIR) | 14 | 30% | 9.8735
VC-DR-0001 | Aisle Containment Door, Left (Qty 1) | 1501 | 30% | 1058.5803
VC-DR-0002 | Aisle Containment Door, Right (Qty 1) | 1552 | 30% | 1094.548
VC-DR-0003 | Aisle Containment Door, 3/4ft (900/1200mm) Header | 240 | 30% | 169.26
VC-DR-0004 | Aisle Containment Door, 6ft (1800mm) Header | 445 | 30% | 313.8363
VC-DR-0005 | Aisle Containment Door, Frame | 777 | 30% | 547.9792
VC-FM-0001 | Aisle Containment Frame, Post | 926 | 30% | 653.0615
VC-FM-0002 | Aisle Containment Frame, 3ft (900mm) Width Connector | 689 | 30% | 485.9172
VC-FM-0003 | Aisle Containment Frame, 4ft (1200mm) Width Connector | 817 | 30% | 576.1893
VC-FM-0004 | Aisle Containment Frame, 6ft (1800mm) Width Connector | 1098 | 30% | 774.3645
VC-FM-0005 | Aisle Containment Frame, Extension Beam | 1830 | 30% | 1290.6075
VC-FM-0006 | Aisle Containment Frame, 12in (300mm) Floor Stand | 533 | 30% | 375.8982
VC-FM-0007 | Aisle Containment Frame, 16in (400mm) Floor Stand | 518 | 30% | 365.3195
VC-FM-0008 | Aisle Containment Frame, 18in (450mm) Floor Stand | 511 | 30% | 360.3827
VC-FM-0009 | Aisle Containment Frame, 24in (600mm) Floor Stand | 537 | 30% | 378.7192
VC-FM-0010 | Aisle Containment Frame, 36in (900mm) Floor Stand | 574 | 30% | 404.8135
VC-RF-0001 | Aisle Containment Roof, 1x3ft (300x900mm) Shrink Panel | 161 | 30% | 113.5452
VC-RF-0002 | Aisle Containment Roof, 1x4ft (300x1200mm) Shrink Panel | 169 | 30% | 119.1873
VC-RF-0003 | Aisle Containment Roof, 1x6ft (300x1800mm) Shrink Panel | 261 | 30% | 184.0702
VC-RF-0004 | Aisle Containment Roof, 2x3ft (600x900mm) Shrink Panel | 263 | 30% | 185.4808
VC-RF-0005 | Aisle Containment Roof, 2x4ft (600x1200mm) Shrink Panel | 282 | 30% | 198.8805
VC-RF-0006 | Aisle Containment Roof, 2x6ft (600x1800mm) Shrink Panel | 406 | 30% | 286.3315
VC-RF-0007 | Aisle Containment Roof, 1x3ft (300x900mm) Fixed Panel | 177 | 30% | 124.8293
VC-RF-0008 | Aisle Containment Roof, 1x4ft (300x1200mm) Fixed Panel | 188 | 30% | 132.587
VC-RF-0009 | Aisle Containment Roof, 1x6ft (300x1800mm) Fixed Panel | 213 | 30% | 150.2183
VC-RF-0010 | Aisle Containment Roof, 2x3ft (600x900mm) Fixed Panel | 240 | 30% | 169.26
VC-RF-0011 | Aisle Containment Roof, 2x4ft (600x1200mm) Fixed Panel | 255 | 30% | 179.8388
VC-RF-0012 | Aisle Containment Roof, 2x6ft (600x1800mm) Fixed Panel | 423 | 30% | 298.3207
VC-RF-0013 | Aisle Containment Roof, 1x1ft (300x300mm) Duct Panel | 416 | 30% | 293.384
VC-RF-0014 | Aisle Containment Roof, 1x2ft (300x600mm) Duct Panel | 471 | 30% | 332.1728
VC-RF-0015 | Aisle Containment Roof, 1x3ft (300x900mm) Duct Panel | 565 | 30% | 398.4663
VC-RF-0016 | Aisle Containment Roof, 1x4ft (300x1200mm) Duct Panel | 682 | 30% | 480.9805
VC-RF-0017 | Aisle Containment Roof, 1x5ft (300x1500mm) Duct Panel | 656 | 30% | 462.644
VC-RF-0018 | Aisle Containment Roof, 2x1ft (600x300mm) Duct Panel | 404 | 30% | 284.921
VC-RF-0019 | Aisle Containment Roof, 2x2ft (600x600mm) Duct Panel | 514 | 30% | 362.4985
VC-RF-0020 | Aisle Containment Roof, 2x3ft (600x900mm) Duct Panel | 729 | 30% | 514.1273
VC-RF-0021 | Aisle Containment Roof, 2x4ft (600x1200mm) Duct Panel | 846 | 30% | 596.6415
VC-RF-0022 | Aisle Containment Roof, 2x5ft (600x1500mm) Duct Panel | 685 | 30% | 483.0962
VC-RF-0023 | Aisle Containment Roof, 3x5ft (900x1500mm) Duct Panel | 904 | 30% | 637.546
VC-RF-0024 | Aisle Containment Roof, 4x5ft (1200x1500mm) Duct Panel | 1258 | 30% | 887.2045
VC-RF-0025 | Aisle Containment Roof, 3ft (900mm) Width Support | 69 | 30% | 48.6623
VC-RF-0026 | Aisle Containment Roof, 4ft (1200mm) Width Support | 85 | 30% | 59.9462
VC-RF-0027 | Aisle Containment Roof, 6ft (1800mm) Width Support | 116 | 30% | 81.809
VC-RF-0028 | Aisle Containment Roof, Duct Attachment | 402 | 30% | 283.5105
VC-RF-0029 | Aisle Containment Roof, 1ft (300mm) Duct Extension | 85 | 30% | 59.9462
VC-RF-0030 | Aisle Containment Roof, 2ft (600mm) Duct Extension | 133 | 30% | 93.7982
VC-RF-0031 | Aisle Containment Roof, 3ft (900mm) Duct Extension | 214 | 30% | 150.9235
VC-RF-0032 | Aisle Containment Roof, 4ft (1200mm) Duct Extension | 231 | 30% | 162.9127
VEBCLI-48VRT1U | Lithium-Ion External Battery Cabinet, 48V, 1U Rack/Tower | 2530 | 30% | 1784.2825
vF-D3N1-INSTALL | vRow Delivery & Installation | 62114 | 30% | 43805.8985
vF-D3N-INSTALL | V-Row Delivery and install | 57345 | 30% | 40442.5613
vF-D4N1-INSTALL | vRow Delivery & Installation | 69480 | 30% | 49000.77
vF-D4N-INSTALL | Delivery & Installation - 4 Rack Contained Row with N cooling | 64216 | 30% | 45288.334
vF-D6N1-INSTALL | vRow Delivery & Installation | 85661 | 30% | 60412.4203
vF-D6N-INSTALL | Delivery & Installation - 6 Rack Contained Row with N cooling | 77039 | 30% | 54331.7548
vF-O3N1-INSTALL | Delivery & Installation - 3 Rack Open Row with N+1 cooling | 38580 | 30% | 27208.545
vF-O3N-INSTALL | V-Row Delivery and install | 37370 | 30% | 26355.1925
vF-O4N1-INSTALL | Delivery & Installation - 4 Rack Open Row with N+1 cooling | 46575 | 30% | 32847.0187
vF-O4N-INSTALL | vRow Delivery & Installation | 48904 | 30% | 34489.546
vF-O6N1-INSTALL | Delivery & Installation - 6 Rack Open Row with N+1 cooling | 56983 | 30% | 40187.2608
vF-O6N-INSTALL | vRow Delivery & Installation | 56693 | 30% | 39982.7383
VMBC-20KMVRT4U | GXT5 15/20kVA Maintenance Bypass Cabinet, 208V/120V with (3) L14-30R, Hardwired and 1 POD port | 3010 | 30% | 2122.8025
VP43301 | rPDU, Monitored Unit Level EC, 30A, 208V, 4.9kW, Vertical, (36) Combination C13/C19, 10ft / 3m power cord with L6-30P, Black Powder Coat. | 1315 | 30% | 927.4037
VP43302 | rPDU, Monitored Unit Level EC, 30A, 120/208V WYE, 8.6kW, Vertical, (36) Combination C13/C19, 10ft / 3m power cord with L21-30P, Black Powder Coat. | 1551 | 30% | 1093.8427
VP4551V | rPDU, Monitored Outlet Level EC, 60A, 208V DELTA, 17.2kW, Vertical, (12) Locking IEC C13, (12) Locking IEC C19, 10ft / 3m power cord with 3P+E (IP67), Black Powder Coat. | 3089 | 30% | 2178.5172
VP46301 | rPDU, Monitored Unit Level EC, 60A, 208V DELTA, 17.2kW, Vertical, (30) Combination C13/C19, 10ft / 3m power cord with 3P+E (IP44), Black Powder Coat. | 2825 | 30% | 1992.3312
VP51100 | rPDU, Switched Unit Level Monitoring EC, 15A, 120V, 1.4kW, Horizontal, (6) NEMA 5-15R, 10ft / 3m power cord with 5-15P, Black Powder Coat. | 1147 | 30% | 808.9217
VP52100 | rPDU, Switched Unit Level Monitoring EC, 20A, 120V, 1.9kW, Horizontal, (12) NEMA 5-20R, 10ft / 3m power cord with L5-20P, Black Powder Coat. | 1434 | 30% | 1011.3285
VP52101 | rPDU, Switched Unit Level Monitoring EC, 16A OR 20A, 120V or 208V or 230V, 1.9kW or 3.3kW or 3.6kW, Horizontal, (12) Combination C13/C19, C20 Inlet, Black Powder Coat. | 1342 | 30% | 946.4455
VP53100 | rPDU, Switched Unit Level Monitoring EC, 30A, 208V, 4.9kW, Horizontal, (12) Combination C13/C19, 10ft / 3m power cord with L6-30P, Black Powder Coat. | 1622 | 30% | 1143.9155
VP53101 | rPDU, Switched Unit Level Monitoring EC, 30A, 120V, 2.8kW, Horizontal, (12) NEMA 5-20R, 10ft / 3m power cord with L5-30P, Black Powder Coat. | 1559 | 30% | 1099.4848
VP5665V | rPDU, Switched Outlet Level Monitoring EC, 30A, 208V DELTA, 8.6kW, Vertical, (30) Locking IEC C13, (6) Locking IEC C19, 10ft / 3m power cord with L15-30P, Black Powder Coat. | 3371 | 30% | 2377.3978
VP5870V | rPDU, Switched Outlet Level Monitoring EC, 30A, 208V, 4.9kW, Vertical, (30) Locking IEC C13, (6) Locking IEC C19, 10ft / 3m power cord with L6-30P, Black Powder Coat. | 2925 | 30% | 2062.8562
VP7541 | rPDU, Basic Standard, 30A, 208V, 4.9kW, Vertical, (20) IEC C13, (4) IEC C19, 10ft power cord with L6-30P, Black Powder Coat. | 521 | 30% | 367.4352
VP7811B | rPDU, Monitored Unit Level EC, 30A, 208V, 4.9kW, Horizontal, (12) IEC C13, (4) IEC C19, 10ft power cord with L6-30P, Black Powder Coat. | 1242 | 30% | 875.9205
VP8641 | rPDU, Switched Outlet Level Monitoring EC, 30A, 208V, 4.9kW, Vertical, (20) Locking IEC C13, (4) Locking IEC C19, 10 ft / 3m power cord with L6-30P, Black Powder Coat. | 2758 | 30% | 1945.0795
VP8830 | rPDU, Monitored Unit Level EC, 20A, 120V, 1.9kW, Vertical, (24) NEMA 5-20R, 10ft power cord with L5-20P, Black Powder Coat. | 959 | 30% | 676.3347
VP8832 | rPDU, Monitored Unit Level EC, 30A, 120V, 2.8kW, Vertical, (24) NEMA 5-20R, 10ft power cord with L5-30P, Black Powder Coat. | 1007 | 30% | 710.1868
VP8841 | rPDU, Monitored Unit Level EC, 30A, 208V, 4.9kW, Vertical, (36) IEC C13, (6) IEC C19, 10ft power cord with L6-30P, Black Powder Coat. | 1092 | 30% | 770.133
VP8865 | rPDU, Monitored Unit Level EC, 30A, 120/208V WYE, 8.6kW, Vertical, (36) IEC C13, (6) IEC C19, (2) NEMA 5-20R, 10ft power cord with L21-30P, Black Powder Coat. | 1720 | 30% | 1213.03
VP8866 | rPDU, Monitored Unit Level EC, 60A, 208V DELTA, 17.2kW, Vertical, (12) IEC C13, (12) IEC C19, 10ft power cord with 3P+E (IP44), Black Powder Coat. | 2274 | 30% | 1603.7385
VP8867 | rPDU, Monitored Unit Level EC, 60A, 208V DELTA, 17.2kW, Vertical, (30) IEC C13, 10ft power cord with 3P+E (IP44), Black Powder Coat. | 2502 | 30% | 1764.5355
VP8868 | rPDU, Monitored Unit Level EC, 35A, 208V DELTA, 10.0kW, Vertical, (36) IEC C13, (6) IEC C19, 10ft power cord with 3P+E CA, Black Powder Coat. | 1461 | 30% | 1030.3702
VP8930 | rPDU, Switched Unit Level Monitoring EC, 20A, 120V, 1.9kW, Vertical, (24) NEMA 5-20R, 10ft / 3m power cord with L5-20P, Black Powder Coat. | 1522 | 30% | 1073.3905
VP8932 | rPDU, Switched Unit Level Monitoring EC, 30A, 120V, 2.8kW, Vertical, (24) NEMA 5-20R, 10ft / 3m power cord with L5-30P, Black Powder Coat. | 1774 | 30% | 1251.1135
VP8941 | rPDU, Switched Unit Level Monitoring EC, 30A, 208V, 4.9kW, Vertical, (20) Locking IEC C13, (4) Locking IEC C19, 10ft / 3m power cord with L6-30P, Black Powder Coat. | 1910 | 30% | 1347.0275
VP8959NA3 | rPDU, Switched Unit Level Monitoring EC, 20A, 208V, 3.3kW, Vertical, (21) Locking IEC C13, (3) Locking IEC C19, 10ft power cord with L6-20P, Black Powder Coat. | 1639 | 30% | 1155.9047
VP8965 | rPDU, Switched Unit Level Monitoring EC, 30A, 120/208V WYE, 8.6kW, Vertical, (18) Locking IEC C13, (6) Locking IEC C19, 10ft / 3m power cord with L21-30P, Black Powder Coat. | 1850 | 30% | 1304.7125
VP9562 | rPDU, Basic Standard, 15A, 120V, 1.4kW, Horizontal, (10) NEMA 5-15R, 10 ft power cord with 5-15P, Black Powder Coat. | 143 | 30% | 100.8508
VP9563 | rPDU, Basic Standard, 20A, 120V, 1.9kW, Horizontal, (10) NEMA 5-20R, 10ft power cord with 5-20P, Black Powder Coat. | 241 | 30% | 169.9652
VP9567 | rPDU, Basic Standard, 15A, 120V, 1.4kW, Vertical, (14) NEMA 5-15R, 10ft power cord with 5-15P, Black Powder Coat. | 212 | 30% | 149.513
VP9571A | rPDU, Basic Standard, 30A, 208V, 4.9kW, Horizontal, (12) IEC C13, 10 ft power cord with L6-30P, Black Powder Coat. | 424 | 30% | 299.026
VR3100 | Vertiv™ VR Rack - 42U with Doors/ Sides & Casters | 2560 | 30% | 1805.44
VR3100-031 | VR Cable Trough Hammer Head for infrastructure rack | 2200 | 30% | 1551.55
VR3100SP | Vertiv™ VR Rack - 42U with Shock Packaging Cust Pays Frt | 4400 | 30% | 3103.1
VR3100TAA | Vertiv™ VR Rack - 42U TAA Compliant Cust Pays Frt | 5180 | 30% | 3653.195
VR3105 | Vertiv™ VR Rack - 45U with Doors/ Sides & Casters | 2940 | 30% | 2073.435
VR3107 | Vertiv™ VR Rack - 48U with Doors/ Sides & Casters | 2880 | 30% | 2031.12
VR3107SP | Vertiv VR Rack 42U w Doors/Sides & Casters with Shock Packaging Cust Pays Frt | 4860 | 30% | 3427.515
VR3107TAA | Vertiv VR Rack 42U w Doors/Sides & Casters TAA Compliant Cust Pays Frt | 5540 | 30% | 3907.085
VR3150 | Vertiv™ VR Rack - 42U with Doors/ Sides & Casters | 3000 | 30% | 2115.75
VR3150SP | Vertiv™ VR Rack - 42U with Shock Packaging Cust Pays Frt | 4520 | 30% | 3187.73
VR3150TAA | Vertiv™ VR Rack - 42U TAA Compliant Cust Pays Frt | 7220 | 30% | 5091.905
VR3157 | Vertiv™ VR Rack - 48U with Doors/ Sides & Casters | 3300 | 30% | 2327.325
VR3157SP | Vertiv VR Rack 42U w Doors/Sides & Casters with Shock Packaging Cust Pays Frt | 6200 | 30% | 4372.55
VR3157TAA | Vertiv VR Rack 42U w Doors/Sides & Casters TAA Compliant Cust Pays Frt | 7700 | 30% | 5430.425
VR3300 | Vertiv™ VR Rack - 42U with Doors/ Sides & Casters | 2900 | 30% | 2045.225
VR3300SP | Vertiv™ VR Rack - 42U with Shock Packaging Cust Pays Frt | 4700 | 30% | 3314.675
VR3300TAA | Vertiv™ VR Rack - 42U TAA Compliant Cust Pays Frt | 5440 | 30% | 3836.56
VR3305 | Vertiv™ VR Rack - 45U with Doors/ Sides & Casters | 3260 | 30% | 2299.115
VR3307 | Vertiv™ VR Rack - 48U with Doors/ Sides & Casters | 3300 | 30% | 2327.325
VR3307-001 | Vertiv™ VR Rack, 48U, 2265mm (H) x 600mm (W) x 1200mm (D) | 2300 | 30% | 1622.075
VR3307-007 | Vertiv™ VR Rack, 48U, 2265mm (H) x 600mm (W) x 1200mm (D) | 2800 | 30% | 1974.7
VR3307SP | Vertiv VR Rack 42U w Doors/Sides & Casters with Shock Packaging Cust Pays Frt | 5160 | 30% | 3639.09
VR3307TAA | Vertiv VR Rack 42U w Doors/Sides & Casters TAA Compliant Cust Pays Frt | 5840 | 30% | 4118.66
VR3309 | Vertiv™ VR Rack, 52U, 2464mm (H) x 600mm (W) x 1200mm (D) | 3800 | 30% | 2679.95
VR3309-001 | Vertiv™ VR Rack, 52U, 2464mm (H) x 600mm (W) x 1200mm (D) | 2800 | 30% | 1974.7
VR3309-007 | Vertiv™ VR Rack, 52U, 2464mm (H) x 600mm (W) x 1200mm (D) | 3300 | 30% | 2327.325
VR3350 | Vertiv™ VR Rack - 42U with Doors/ Sides & Casters | 3600 | 30% | 2538.9
VR3350SP | Vertiv VR Rack 42U w Doors/Sides & Casters with Shock Packaging Cust Pays Frt | 4860 | 30% | 3427.515
VR3350TAA | Vertiv VR Rack 42U w Doors/Sides & Casters TAA Compliant Cust Pays Frt | 7500 | 30% | 5289.375
VR3357 | Vertiv™ VR Rack - 48U with Doors/ Sides & Casters | 4000 | 30% | 2821
VR3357-001 | Vertiv™ VR Rack, 48U, 2265mm (H) x 800mm (W) x 1200mm (D) | 3000 | 30% | 2115.75
VR3357-007 | Vertiv™ VR Rack, 48U, 2265mm (H) x 800mm (W) x 1200mm (D) | 3500 | 30% | 2468.375
VR3357SP | Vertiv VR Rack 42U w Doors/Sides & Casters with Shock Packaging Cust Pays Frt | 6540 | 30% | 4612.335
VR3357TAA | Vertiv VR Rack 42U w Doors/Sides & Casters TAA Compliant Cust Pays Frt | 8000 | 30% | 5642
VR3359 | Vertiv™ VR Rack, 52U, 2464mm (H) x 800mm (W) x 1200mm (D) | 4220 | 30% | 2976.155
VR3359-001 | Vertiv™ VR Rack, 52U, 2464mm (H) x 800mm (W) x 1200mm (D) | 3200 | 30% | 2256.8
VR3359-007 | Vertiv™ VR Rack, 52U, 2464mm (H) x 800mm (W) x 1200mm (D) | 3800 | 30% | 2679.95
VRA1000 | 1U Horiz Cable Mgr w/D Rings | 80 | 30% | 56.42
VRA1001 | 2U Horiz Cable Mgr w/D Rings | 90 | 30% | 63.4725
VRA1002 | 1Ux4" Horiz Cable Mgr w/Cover | 120 | 30% | 84.63
VRA1003 | 2Ux4" Horiz Cable Mgr w/Cover | 150 | 30% | 105.7875
VRA1004 | Toolless Cable Mgr | 149 | 30% | 105.0823
VRA1005 | Tool Less Cable Management - Velcro Strap (Qty. 10) | 64 | 30% | 45.136
VRA1006 | Toolless Cable Mgr | 544 | 30% | 383.656
VRA1007 | Toolless Velcro Strap (Qty 100) | 544 | 30% | 383.656
VRA1008 | Toolless D Rings Small (Qty 10) | 80 | 30% | 56.42
VRA1009 | Toolless D Rings Small (Qty 100) | 544 | 30% | 383.656
VRA1010 | Toolless D-Rings Large (Qty 10) | 149 | 30% | 105.0823
VRA1011 | Toolless D-Rings Large (Qty 100) | 941 | 30% | 663.6402
VRA1013 | Horiz Cbl SideChannel | 90 | 30% | 63.4725
VRA1014 | Vert Cable Manager 600W 42U | 200 | 30% | 141.05
VRA1015 | Vert Cable Manager 600W 48U | 220 | 30% | 155.155
VRA1016 | Vert Cable Manager 800W 42U | 370 | 30% | 260.9425
VRA1017 | Vert Cable Mgr 800W 48U | 410 | 30% | 289.1525
VRA1018 | Hinged Cover 800W 42U | 110 | 30% | 77.5775
VRA1020 | Hinged Cover 800W 48U | 140 | 30% | 98.735
VRA1021 | Vert Cable Org, 8 Cable Rings | 180 | 30% | 126.945
VRA1022 | 2Ux6" Horiz Cable Mgr w/cover | 140 | 30% | 98.735
VRA1023 | 1U x 6" Horiz Cable Mgr w/cover | 120 | 30% | 84.63
VRA1024 | Horiz Cable Side Channel | 120 | 30% | 84.63
VRA2000 | 1U 19" Black Plastic Tool Less Airflow Blanking Panel (Qty. 10) | 110 | 30% | 77.5775
VRA2001 | 1U 19" Black Plastic Tool Less Airflow Blanking Panel (Qty. 200) | 1970 | 30% | 1389.3425
VRA2002 | 19" Blanking Panel Kit 1,2,4,8U | 140 | 30% | 98.735
VRA2003 | 19" Blanking Panels 1U | 40 | 30% | 28.21
VRA2004 | Air Recirculation Prevention Kit | 90 | 30% | 63.4725
VRA2005 | 19" Rail Brush Strips for 800W | 650 | 30% | 458.4125
VRA2006 | Cable Pass Through Brush Kit | 150 | 30% | 105.7875
VRA3000 | 1U Depth Adj Fixed Shelf 250lbs | 220 | 30% | 155.155
VRA3001 | 2U 19" Fixed Shelf 50lbs | 130 | 30% | 91.6825
VRA3002 | 1U Depth Adj Sliding Shelf 100lbs | 720 | 30% | 507.78
VRA3003 | 1U Depth Adjustable | 1170 | 30% | 825.1425
VRA3004 | 1U Depth Adjustable | 80 | 30% | 56.42
VRA4000 | VR Bolt Down Brackets | 80 | 30% | 56.42
VRA4001 | VR Anti Tip Plate 600W/800W | 160 | 30% | 112.84
VRA5000 | M6 Cage Nuts, Screws Qty 50 | 50 | 30% | 35.2625
VRA5001 | 10-32 Cage Nuts Qty 50 | 45 | 30% | 31.7362
VRA5002 | VR Baying Kit | 20 | 30% | 14.105
VRA5003 | VR Baying Gasket Kit | 120 | 30% | 84.63
VRA5004 | Zero U Acc. Mounting Bracket | 80 | 30% | 56.42
VRA6001 | VR 42Ux600 Single Perf Door Blk | 540 | 30% | 380.835
VRA6002 | VR 42Ux800 Single Perf Door Blk | 610 | 30% | 430.2025
VRA6003 | VR 48Ux600 Single Perf Door Blk | 590 | 30% | 416.0975
VRA6004 | VR 48Ux800 Single Perf Door Blk | 670 | 30% | 472.5175
VRA6005 | VR 42Ux600 Split Perf Doors Blk | 580 | 30% | 409.045
VRA6006 | VR 42Ux800 Split Perf Doors Blk | 680 | 30% | 479.57
VRA6007 | VR 48Ux600 Split Perf Doors Blk | 620 | 30% | 437.255
VRA6008 | VR 48Ux800 Split Perf Doors Blk | 730 | 30% | 514.8325
VRA6009 | VR 42Ux1100 Split Side Panels | 410 | 30% | 289.1525
VRA6010 | VR 42Ux1200 Split Side Panels | 450 | 30% | 317.3625
VRA6011 | VR 48Ux1100 Split Side Panels | 460 | 30% | 324.415
VRA6012 | VR 48Ux1200 Split Side Panels | 500 | 30% | 352.625
VRA6013 | VR 42Ux600 19" Rails | 210 | 30% | 148.1025
VRA6014 | VR 42Ux800 19" Rails | 370 | 30% | 260.9425
VRA6015 | VR 48Ux600 19" Rails | 230 | 30% | 162.2075
VRA6016 | VR 48Ux800 19" Rails | 410 | 30% | 289.1525
VRA6017 | VR 600x1100 Top Panel | 260 | 30% | 183.365
VRA6018 | VR 800x1100 Top Panel | 290 | 30% | 204.5225
VRA6019 | VR 600x1200 Top Panel | 280 | 30% | 197.47
VRA6020 | VR 800x1200 Top Panel | 320 | 30% | 225.68
VRA6021 | VR Top Panel Grommets | 50 | 30% | 35.2625
VRA6022 | VR Door Handle | 50 | 30% | 35.2625
VRA6023 | VR Combination Lock Handle | 200 | 30% | 141.05
VRA6024 | VR Caster Kit | 140 | 30% | 98.735
VRA6025 | VR 42U 4" PDU/Cable Mgt Brackets | 170 | 30% | 119.8925
VRA6026 | VR 48U 4" PDU/Cbl Mgt Bracket | 190 | 30% | 133.9975
VRA8501 | VR Cable Trough, Cable Alignment Kit (Set of 2) | 40 | 30% | 28.21
VRA8502 | VR Cable Trough, Connector Kit (Set of 2) | 40 | 30% | 28.21
VRA8503 | VR Cable Trough, Cable Separation Kit (Set of 12) | 160 | 30% | 112.84
VRA8504 | VR Cable Trough Grounding Wire, 750mm (Set of 10) | 160 | 30% | 112.84
VRA8505 | VR Cable Trough, 300mm Height Extension | 160 | 30% | 112.84
VRA8506 | VR Cable Trough, 600mm Height Extension | 160 | 30% | 112.84
VRA8561 | VR Cable Trough, 600mm | 246 | 30% | 173.4915
VRA8567 | VR Cable Trough, End Caps (Set of 2) | 80 | 30% | 56.42
VRA8571 | VR Cable Trough, 800mm | 280 | 30% | 197.47
VRA8573 | VR Cable Trough Cover, 300mm | 120 | 30% | 84.63
VRA8574 | VR Cable Trough Cover, 600mm | 152 | 30% | 107.198
VRA8575 | VR Cable Trough Cover, 800mm | 160 | 30% | 112.84
VRA8581 | VR Cable Trough, 300mm | 216 | 30% | 152.334
VRC100KIT | Vertiv VRC Self-Contained 3.5kW Rack based unit 120/1/60, UL | 7115 | 30% | 5017.8538
VRC100YI | 1Yr Service w/ (1) PM inspect 24x7 scheduling parts & labor | 1942.5 | 30% | 1369.9481
VRC100YO | 1Yr Service w/ (1) PM inspect 8x5 scheduling parts only | 1626.25 | 30% | 1146.9128
VRC100YR | 1Yr Service w/ (1) PM inspect 24x7 scheduling | 1565 | 30% | 1103.7163
VRC100YT | 1Yr Service w/ (1) PM inspect 8x5 scheduling | 1247.5 | 30% | 879.7994
VRC100YU | 1Yr Service w Unit exchange Including replacement labor | 1205 | 30% | 849.8263
VRC100YV | 1Yr Service w Unit exchange parts only | 1000 | 30% | 705.25
VRC101KIT | Vertiv VRC Self-Contained 3.5kW Rack Based unit 208-230/1/60, UL | 7115 | 30% | 5017.8538
VRC200KIT | Vertiv VRC 3.5kW Split version, Rack Mounted Indoor unit, 120/1/60, UL, to be coupled with VRC350KIT or VRC300KIT outdoor condensing unit | 3581 | 30% | 2525.5003
VRC200YI | 1Yr Service w/ (1) PM inspect 24x7 scheduling parts & labor | 2530 | 30% | 1784.2825
VRC200YO | 1Yr Service w/ (1) PM inspect 8x5 scheduling parts only | 2190 | 30% | 1544.4975
VRC200YR | 1Yr Service w/ (1) PM inspect 24x7 scheduling | 2087 | 30% | 1471.8567
VRC200YT | 1Yr Service w/ (1) PM inspect 8x5 scheduling | 1663.75 | 30% | 1173.3597
VRC201KIT | Vertiv VRC 3.5kW Split Version, Rack Mounted Indoor unit, 208/1/60, UL, to be coupled with VRC351KIT or VRC301KIT outdoor condensing unit | 3581 | 30% | 2525.5003
VRC350KIT | Vertiv VRC Outdoor Condensing unit for the VRC200KIT evaporator, 208/1/60, UL | 4014 | 30% | 2830.8735
VRC351KIT | Vertiv VRC Outdoor Condensing unit for the VRC201KIT evaporator, 208/1/60, UL | 4014 | 30% | 2830.8735
VRCS3300-120V | Vertiv VRC-S, enclosed rack integrated with 3.5kW of cooling, rPDU, and Monitoring | 18000.0001 | 30% | 12694.5001
VRCS3300-208V | Vertiv VRC-S, enclosed rack integrated with 3.5kW of cooling, rPDU, and Monitoring | 18000 | 30% | 12694.5
VRCS3307-120V | Vertiv VRC-S, enclosed rack integrated with 3.5kW of cooling, rPDU, and Monitoring | 18000 | 30% | 12694.5
VRCS3307-208V | Vertiv VRC-S, enclosed rack integrated with 3.5kW of cooling, rPDU, and Monitoring | 18000 | 30% | 12694.5
VRCS3350-120V | Vertiv VRC-S, enclosed rack integrated with 3.5kW of cooling, rPDU, and Monitoring | 18000 | 30% | 12694.5
VRCS3350-208V | Vertiv VRC-S, enclosed rack integrated with 3.5kW of cooling, rPDU, and Monitoring | 18000 | 30% | 12694.5
VRCS3357-120V | Vertiv VRC-S, enclosed rack integrated with 3.5kW of cooling, rPDU, and Monitoring | 19000 | 30% | 13399.75
VRCS3357-208V | Vertiv VRC-S, enclosed rack integrated with 3.5kW of cooling, rPDU, and Monitoring | 19000 | 30% | 13399.75
WATCHDOG 100 | Environmental Monitor, with temperature, humidity and dew-point sensors, one relay contact, capacity to add 8 external sensors (4 RJ12 and 4 Dry Contact/ 0-5V), US power supply | 328.9 | 30% | 231.9567
WATCHDOG 100-NPS | Environmental Monitor, with temperature, humidity and dew-point sensors, one relay contact, capacity to add 8 external sensors (4 RJ12 and 4 Dry Contact/ 0-5V), NO power supply | 323.4 | 30% | 228.0778
WATCHDOG 100-P | Environmental Monitor, with temperature, humidity and dew-point sensors, one relay contact, capacity to add 8 external sensors (4 RJ12 and 4 Dry Contact/ 0-5V), built-in PoE, US power supply | 361.9 | 30% | 255.23
WATCHDOG 100-P NPS | Environmental Monitor, with temperature, humidity and dew-point sensors, one relay contact, capacity to add 8 external sensors (4 RJ12 and 4 Dry Contact/ 0-5V), built-in PoE, NO power supply | 356.4 | 30% | 251.3511
WATCHDOG 100-P UK | Environmental Monitor, with temperature, humidity and dew-point sensors, one relay contact, capacity to add 8 external sensors (4 RJ12 and 4 Dry Contact/ 0-5V), built-in PoE, British power supply | 363 | 30% | 256.0058
WATCHDOG 100-P UN | Environmental Monitor, with temperature, humidity and dew-point sensors, one relay contact, capacity to add 8 external sensors (4 RJ12 and 4 Dry Contact/ 0-5V), built-in PoE, Universal power supply | 364.1 | 30% | 256.7815
WATCHDOG 100-UK | Environmental Monitor, with temperature, humidity and dew-point sensors, one relay contact, capacity to add 8 external sensors (4 RJ12 and 4 Dry Contact/ 0-5V), British power supply | 330 | 30% | 232.7325
WATCHDOG 100-UN | Environmental Monitor, with temperature, humidity and dew-point sensors, one relay contact, capacity to add 8 external sensors (4 RJ12 and 4 Dry Contact/ 0-5V), Universal power supply | 331.1 | 30% | 233.5083
WATCHDOG 15 | Environmental Monitor, on-board temperature, humidity and dew-point sensors, capacity to add 4 additional external sensors, US power supply | 223.3 | 30% | 157.4823
WATCHDOG 15-NPS | Environmental Monitor, on-board temperature, humidity and dew-point sensors, capacity to add 4 additional external sensors, NO power supply | 217.8 | 30% | 153.6035
WATCHDOG 15-P | Environmental Monitor, on-board temperature, humidity and dew-point sensors, capacity to add 4 additional external sensors, built-in PoE, US power supply | 257.4 | 30% | 181.5314
WATCHDOG 15-P NPS | Environmental Monitor, on-board temperature, humidity and dew-point sensors, capacity to add 4 additional external sensors, built-in PoE, NO power supply | 250.8 | 30% | 176.8767
WATCHDOG 15-P UK | Environmental Monitor, on-board temperature, humidity and dew-point sensors, capacity to add 4 additional external sensors, built-in PoE, British power supply | 258.5 | 30% | 182.3071
WATCHDOG 15-P UN | Environmental Monitor, on-board temperature, humidity and dew-point sensors, capacity to add 4 additional external sensors, built-in PoE, Universal power supply | 259.6 | 30% | 183.0829
WATCHDOG 15-UK | Environmental Monitor, on-board temperature, humidity and dew-point sensors, capacity to add 4 additional external sensors, British power supply | 224.4 | 30% | 158.2581
WATCHDOG 15-UN | Environmental Monitor, on-board temperature, humidity and dew-point sensors, capacity to add 4 additional external sensors, Universal power supply | 225.5 | 30% | 159.0339
WI-3HR | Warranty Inspect with equip warranty coverage 2 yrs parts only | 1510 | 30% | 1064.9275
WI-3HR4 | Warranty Inspect with equip labor warranty coverage 2 yrs | 1510 | 30% | 1064.9275
WI-3HR6 | Warranty Inspect with equip labor warranty coverage 2 yrs | 1 | 30% | 0.70525
WI-4HR | Warranty Inspect with equip warranty coverage 2 yrs parts only | 2013.75 | 30% | 1420.1972
WI-4HR4 | Warranty Inspect with equip labor warranty coverage 2 yrs | 2013.75 | 30% | 1420.1972
WI-4HR6 | Warranty Inspect with equip labor warranty coverage 2 yrs | 1 | 30% | 0.70525
WMBKT2U | Wall Mount Bracket, holds (1) GXT 2U UPS or GXT External Battery Cabinet | 234 | 30% | 165.0285
WMBKT2U-SS | Stainless Steel Wall Mount Bracket, holds (1) GXT 2U UPS or GXT External Battery Cabinet | 256 | 30% | 180.544
WSCK-10 | Leak detection kit. Includes Control Box, 10ft / 3m detection cable, 50ft / 15.2m connection wire, 15ft / 4.5m leader cable, and 5VDC wall transformer. | 953.7 | 30% | 672.5969
WSCK-120 | Leak detection kit. Includes Control Box, 120ft / 36.5m detection cable, 50ft / 15.2m connection wire, 15ft / 4.5m leader cable, and 5VDC wall transformer. | 2445.3 | 30% | 1724.5478
WSCK-300 | Leak detection kit. Includes Control Box, 300ft / 91.4m detection cable, 50ft / 15.2m connection wire, 15ft / 4.5m leader cable, and 5VDC wall transformer. | 4811.4 | 30% | 3393.2399
WSCK-40 | Leak detection kit. Includes Control Box, 40ft / 12.1m detection cable, 50ft / 15.2m connection wire, 15ft / 4.5m leader cable, and 5VDC wall transformer. | 1276 | 30% | 899.899
WSCK-60 | Leak detection kit. Includes Control Box, 60ft / 18.2m detection cable, 50ft / 15.2m connection wire, 15ft / 4.5m leader cable, and 5VDC wall transformer. | 1653.3 | 30% | 1165.9898
XB-7 | Extension rPDU Bracket Kit (PAIR) | 33 | 30% | 23.2733
Note on A1835: Ramirez, Juan.Carlos: no LP, ask Lisa E